## grids
~TFM_INS-AT |  |  |  | ~tfm_ins-at |  |  |  |  | ~tfm_topins |  |  | ~tfm_topins
process | pasti | ncap_cost | efficiency | process | commodity | flo_mark | lim_type | pset_co | process | commodity | io | region | process | commodity | io | ~tfm_ins-at
g_Bhuj_IND-Vadodara_IND | 33.0725 | 299.2 | 0.98368 | e_demand_Wardha_IND | elc_buildings,elc_transport,elc_roadtransport | 0.035777 | lo | elc_buildings,elc_transport,elc_roadtransport | e_demand_Wardha_IND | e_Wardha_IND | IN | IND | en_gas_ccgt_Wardha_IND | e_Wardha_IND | OUT | commodity | limtype | flo_bnd | stgout_bnd | year | pset_set | top_check
g_Dharmapuri_IND-Solapur_IND | 11.0242 | 379.5 | 0.9793 | e_demand_Indore_IND | elc_buildings,elc_transport,elc_roadtransport | 0.041279 | lo | elc_buildings,elc_transport,elc_roadtransport | e_demand_Indore_IND | e_Indore_IND | IN | IND | en_gas_turbine_Wardha_IND | e_Wardha_IND | OUT | ELC | UP | 2 |  | 0 | ELE,DMD,PRE | all
g_Fatehpur_IND-Sikandarabad_IND | 16.5362 | 309.1 | 0.98314 | e_demand_Solapur_IND | elc_buildings,elc_transport,elc_roadtransport | 0.027676 | lo | elc_buildings,elc_transport,elc_roadtransport | e_demand_Solapur_IND | e_Solapur_IND | IN | IND | en_chp_gas_cc_ext_Wardha_IND | e_Wardha_IND | OUT | ELC | UP |  | 2 | 0 | STG
g_Indore_IND-Jaipur_IND | 11.0242 | 238.7 | 0.98698 | e_demand_Fatehpur_IND | elc_buildings,elc_transport,elc_roadtransport | 0.047451 | lo | elc_buildings,elc_transport,elc_roadtransport | e_demand_Fatehpur_IND | e_Fatehpur_IND | IN | IND | en_gas_ccs_Wardha_IND | e_Wardha_IND | OUT
g_Indore_IND-Sikandarabad_IND | 11.0242 | 292.6 | 0.98404 | e_demand_Kurnool_IND | elc_buildings,elc_transport,elc_roadtransport | 0.026721 | lo | elc_buildings,elc_transport,elc_roadtransport | e_demand_Kurnool_IND | e_Kurnool_IND | IN | IND | en_coal_subcritical_Wardha_IND | e_Wardha_IND | OUT
g_Indore_IND-Vadodara_IND | 16.5362 | 304.7 | 0.98338 | e_demand_Vadodara_IND | elc_buildings,elc_transport,elc_roadtransport | 0.041631 | lo | elc_buildings,elc_transport,elc_roadtransport | e_demand_Vadodara_IND | e_Vadodara_IND | IN | IND | en_coal_supercritical_Wardha_IND | e_Wardha_IND | OUT
g_Korba_IND-Fatehpur_IND | 11.0242 | 379.5 | 0.9793 | e_demand_Korba_IND | elc_buildings,elc_transport,elc_roadtransport | 0.02508 | lo | elc_buildings,elc_transport,elc_roadtransport | e_demand_Korba_IND | e_Korba_IND | IN | IND | en_coal_ultrasupercritical_Wardha_IND | e_Wardha_IND | OUT
g_Korba_IND-Rajahmundry_IND | 11.0242 | 425.7 | 0.97678 | e_demand_Jaipur_IND | elc_buildings,elc_transport,elc_roadtransport | 0.036715 | lo | elc_buildings,elc_transport,elc_roadtransport | e_demand_Jaipur_IND | e_Jaipur_IND | IN | IND | en_coal_igcc_Wardha_IND | e_Wardha_IND | OUT
g_Korba_IND-Sikandarabad_IND | 11.0242 | 343.2 | 0.98128 | e_demand_Moga_IND | elc_buildings,elc_transport,elc_roadtransport | 0.07447 | lo | elc_buildings,elc_transport,elc_roadtransport | e_demand_Moga_IND | e_Moga_IND | IN | IND | en_nuclear_Wardha_IND | e_Wardha_IND | OUT
g_Kurnool_IND-Dharmapuri_IND | 33.0725 | 185.9 | 0.98986 | e_demand_Dharmapuri_IND | elc_buildings,elc_transport,elc_roadtransport | 0.048244 | lo | elc_buildings,elc_transport,elc_roadtransport | e_demand_Dharmapuri_IND | e_Dharmapuri_IND | IN | IND | en_nuclear_smr_Wardha_IND | e_Wardha_IND | OUT
g_Kurnool_IND-Rajahmundry_IND | 11.0242 | 315.7 | 0.98278 | e_demand_Sikandarabad_IND | elc_buildings,elc_transport,elc_roadtransport | 0.4616 | lo | elc_buildings,elc_transport,elc_roadtransport | e_demand_Sikandarabad_IND | e_Sikandarabad_IND | IN | IND | en_biomass_Wardha_IND | e_Wardha_IND | OUT
g_Kurnool_IND-Wardha_IND | 22.0483 | 339.9 | 0.98146 | e_demand_Bhuj_IND | elc_buildings,elc_transport,elc_roadtransport | 0.0075608 | lo | elc_buildings,elc_transport,elc_roadtransport | e_demand_Bhuj_IND | e_Bhuj_IND | IN | IND | en_chp_biomass_chips_ext_Wardha_IND | e_Wardha_IND | OUT
g_Medinipur_IND-Fatehpur_IND | 14.5991 | 271.7 | 0.98518 | e_demand_Medinipur_IND | elc_buildings,elc_transport,elc_roadtransport | 0.054056 | lo | elc_buildings,elc_transport,elc_roadtransport | e_demand_Medinipur_IND | e_Medinipur_IND | IN | IND | en_hop_gas_boiler_Wardha_IND | e_Wardha_IND | OUT
g_Moga_IND-Sikandarabad_IND | 5.5121 | 283.8 | 0.98452 | e_demand_Phalodi_IND | elc_buildings,elc_transport,elc_roadtransport | 0.0072634 | lo | elc_buildings,elc_transport,elc_roadtransport | e_demand_Phalodi_IND | e_Phalodi_IND | IN | IND | en_hop_biomass_chips_Wardha_IND | e_Wardha_IND | OUT
g_Phalodi_IND-Jaipur_IND | 11.0242 | 355.3 | 0.98062 | e_demand_Rajahmundry_IND | elc_buildings,elc_transport,elc_roadtransport | 0.038625 | lo | elc_buildings,elc_transport,elc_roadtransport | e_demand_Rajahmundry_IND | e_Rajahmundry_IND | IN | IND | en_hop_electric_boiler_Wardha_IND | e_Wardha_IND | OUT
g_Phalodi_IND-Moga_IND | 11.0242 | 432.3 | 0.97642 | e_demand_Tezpur_IND | elc_buildings,elc_transport,elc_roadtransport | 0.0058466 | lo | elc_buildings,elc_transport,elc_roadtransport | e_demand_Tezpur_IND | e_Tezpur_IND | IN | IND | en_hp_air_10mw_Wardha_IND | e_Wardha_IND | OUT
g_Sikandarabad_IND-Jaipur_IND | 11.0242 | 190.3 | 0.98962 | ev_battery_Wardha_IND | elc_buildings,elc_transport,elc_roadtransport | 0.035777 | lo | elc_buildings,elc_transport,elc_roadtransport | ev_battery_Wardha_IND | e_Wardha_IND | IN | IND | en_chp_gas_cc_ext_ccs_Wardha_IND | e_Wardha_IND | OUT
g_Sikandarabad_IND-Phalodi_IND | 11.0242 | 264 | 0.9856 | ev_battery_Indore_IND | elc_buildings,elc_transport,elc_roadtransport | 0.041279 | lo | elc_buildings,elc_transport,elc_roadtransport | ev_battery_Indore_IND | e_Indore_IND | IN | IND | en_gas_ccgt_Indore_IND | e_Indore_IND | OUT
g_Solapur_IND-Kurnool_IND | 11.0242 | 199.1 | 0.98914 | ev_battery_Solapur_IND | elc_buildings,elc_transport,elc_roadtransport | 0.027676 | lo | elc_buildings,elc_transport,elc_roadtransport | ev_battery_Solapur_IND | e_Solapur_IND | IN | IND | en_gas_turbine_Indore_IND | e_Indore_IND | OUT
g_Tezpur_IND-Fatehpur_IND | 10.7249 | 244.2 | 0.98668 | ev_battery_Fatehpur_IND | elc_buildings,elc_transport,elc_roadtransport | 0.047451 | lo | elc_buildings,elc_transport,elc_roadtransport | ev_battery_Fatehpur_IND | e_Fatehpur_IND | IN | IND | en_chp_gas_cc_ext_Indore_IND | e_Indore_IND | OUT
g_Vadodara_IND-Wardha_IND | 5.5121 | 282.7 | 0.98458 | ev_battery_Kurnool_IND | elc_buildings,elc_transport,elc_roadtransport | 0.026721 | lo | elc_buildings,elc_transport,elc_roadtransport | ev_battery_Kurnool_IND | e_Kurnool_IND | IN | IND | en_gas_ccs_Indore_IND | e_Indore_IND | OUT
g_Wardha_IND-Indore_IND | 11.0242 | 233.2 | 0.98728 | ev_battery_Vadodara_IND | elc_buildings,elc_transport,elc_roadtransport | 0.041631 | lo | elc_buildings,elc_transport,elc_roadtransport | ev_battery_Vadodara_IND | e_Vadodara_IND | IN | IND | en_coal_subcritical_Indore_IND | e_Indore_IND | OUT
g_Wardha_IND-Korba_IND | 33.0725 | 390.5 | 0.9787 | ev_battery_Korba_IND | elc_buildings,elc_transport,elc_roadtransport | 0.02508 | lo | elc_buildings,elc_transport,elc_roadtransport | ev_battery_Korba_IND | e_Korba_IND | IN | IND | en_coal_supercritical_Indore_IND | e_Indore_IND | OUT
g_Wardha_IND-Sikandarabad_IND | 11.0242 | 352 | 0.9808 | ev_battery_Jaipur_IND | elc_buildings,elc_transport,elc_roadtransport | 0.036715 | lo | elc_buildings,elc_transport,elc_roadtransport | ev_battery_Jaipur_IND | e_Jaipur_IND | IN | IND | en_coal_ultrasupercritical_Indore_IND | e_Indore_IND | OUT
g_Wardha_IND-Solapur_IND | 11.0242 | 433.4 | 0.97636 | ev_battery_Moga_IND | elc_buildings,elc_transport,elc_roadtransport | 0.07447 | lo | elc_buildings,elc_transport,elc_roadtransport | ev_battery_Moga_IND | e_Moga_IND | IN | IND | en_coal_igcc_Indore_IND | e_Indore_IND | OUT
|  |  |  | ev_battery_Dharmapuri_IND | elc_buildings,elc_transport,elc_roadtransport | 0.048244 | lo | elc_buildings,elc_transport,elc_roadtransport | ev_battery_Dharmapuri_IND | e_Dharmapuri_IND | IN | IND | en_nuclear_Indore_IND | e_Indore_IND | OUT
|  |  |  | ev_battery_Sikandarabad_IND | elc_buildings,elc_transport,elc_roadtransport | 0.4616 | lo | elc_buildings,elc_transport,elc_roadtransport | ev_battery_Sikandarabad_IND | e_Sikandarabad_IND | IN | IND | en_nuclear_smr_Indore_IND | e_Indore_IND | OUT
|  |  |  | ev_battery_Bhuj_IND | elc_buildings,elc_transport,elc_roadtransport | 0.0075608 | lo | elc_buildings,elc_transport,elc_roadtransport | ev_battery_Bhuj_IND | e_Bhuj_IND | IN | IND | en_biomass_Indore_IND | e_Indore_IND | OUT
|  |  |  | ev_battery_Medinipur_IND | elc_buildings,elc_transport,elc_roadtransport | 0.054056 | lo | elc_buildings,elc_transport,elc_roadtransport | ev_battery_Medinipur_IND | e_Medinipur_IND | IN | IND | en_chp_biomass_chips_ext_Indore_IND | e_Indore_IND | OUT
|  |  |  | ev_battery_Phalodi_IND | elc_buildings,elc_transport,elc_roadtransport | 0.0072634 | lo | elc_buildings,elc_transport,elc_roadtransport | ev_battery_Phalodi_IND | e_Phalodi_IND | IN | IND | en_hop_gas_boiler_Indore_IND | e_Indore_IND | OUT
|  |  |  | ev_battery_Rajahmundry_IND | elc_buildings,elc_transport,elc_roadtransport | 0.038625 | lo | elc_buildings,elc_transport,elc_roadtransport | ev_battery_Rajahmundry_IND | e_Rajahmundry_IND | IN | IND | en_hop_biomass_chips_Indore_IND | e_Indore_IND | OUT
|  |  |  | ev_battery_Tezpur_IND | elc_buildings,elc_transport,elc_roadtransport | 0.0058466 | lo | elc_buildings,elc_transport,elc_roadtransport | ev_battery_Tezpur_IND | e_Tezpur_IND | IN | IND | en_hop_electric_boiler_Indore_IND | e_Indore_IND | OUT
|  |  |  | H2prd_Elc_PEM_Wardha_IND | elc_buildings,elc_transport,elc_roadtransport | 0.035777 | lo | elc_buildings,elc_transport,elc_roadtransport | H2prd_Elc_PEM_Wardha_IND | e_Wardha_IND | IN | IND | en_hp_air_10mw_Indore_IND | e_Indore_IND | OUT
|  |  |  | H2prd_Elc_PEM_Indore_IND | elc_buildings,elc_transport,elc_roadtransport | 0.041279 | lo | elc_buildings,elc_transport,elc_roadtransport | H2prd_Elc_PEM_Indore_IND | e_Indore_IND | IN | IND | en_chp_gas_cc_ext_ccs_Indore_IND | e_Indore_IND | OUT
|  |  |  | H2prd_Elc_PEM_Solapur_IND | elc_buildings,elc_transport,elc_roadtransport | 0.027676 | lo | elc_buildings,elc_transport,elc_roadtransport | H2prd_Elc_PEM_Solapur_IND | e_Solapur_IND | IN | IND | en_gas_ccgt_Solapur_IND | e_Solapur_IND | OUT
|  |  |  | H2prd_Elc_PEM_Fatehpur_IND | elc_buildings,elc_transport,elc_roadtransport | 0.047451 | lo | elc_buildings,elc_transport,elc_roadtransport | H2prd_Elc_PEM_Fatehpur_IND | e_Fatehpur_IND | IN | IND | en_gas_turbine_Solapur_IND | e_Solapur_IND | OUT
|  |  |  | H2prd_Elc_PEM_Kurnool_IND | elc_buildings,elc_transport,elc_roadtransport | 0.026721 | lo | elc_buildings,elc_transport,elc_roadtransport | H2prd_Elc_PEM_Kurnool_IND | e_Kurnool_IND | IN | IND | en_chp_gas_cc_ext_Solapur_IND | e_Solapur_IND | OUT
|  |  |  | H2prd_Elc_PEM_Vadodara_IND | elc_buildings,elc_transport,elc_roadtransport | 0.041631 | lo | elc_buildings,elc_transport,elc_roadtransport | H2prd_Elc_PEM_Vadodara_IND | e_Vadodara_IND | IN | IND | en_gas_ccs_Solapur_IND | e_Solapur_IND | OUT
|  |  |  | H2prd_Elc_PEM_Korba_IND | elc_buildings,elc_transport,elc_roadtransport | 0.02508 | lo | elc_buildings,elc_transport,elc_roadtransport | H2prd_Elc_PEM_Korba_IND | e_Korba_IND | IN | IND | en_coal_subcritical_Solapur_IND | e_Solapur_IND | OUT
|  |  |  | H2prd_Elc_PEM_Jaipur_IND | elc_buildings,elc_transport,elc_roadtransport | 0.036715 | lo | elc_buildings,elc_transport,elc_roadtransport | H2prd_Elc_PEM_Jaipur_IND | e_Jaipur_IND | IN | IND | en_coal_supercritical_Solapur_IND | e_Solapur_IND | OUT
|  |  |  | H2prd_Elc_PEM_Moga_IND | elc_buildings,elc_transport,elc_roadtransport | 0.07447 | lo | elc_buildings,elc_transport,elc_roadtransport | H2prd_Elc_PEM_Moga_IND | e_Moga_IND | IN | IND | en_coal_ultrasupercritical_Solapur_IND | e_Solapur_IND | OUT
|  |  |  | H2prd_Elc_PEM_Dharmapuri_IND | elc_buildings,elc_transport,elc_roadtransport | 0.048244 | lo | elc_buildings,elc_transport,elc_roadtransport | H2prd_Elc_PEM_Dharmapuri_IND | e_Dharmapuri_IND | IN | IND | en_coal_igcc_Solapur_IND | e_Solapur_IND | OUT
|  |  |  | H2prd_Elc_PEM_Sikandarabad_IND | elc_buildings,elc_transport,elc_roadtransport | 0.4616 | lo | elc_buildings,elc_transport,elc_roadtransport | H2prd_Elc_PEM_Sikandarabad_IND | e_Sikandarabad_IND | IN | IND | en_nuclear_Solapur_IND | e_Solapur_IND | OUT
|  |  |  | H2prd_Elc_PEM_Bhuj_IND | elc_buildings,elc_transport,elc_roadtransport | 0.0075608 | lo | elc_buildings,elc_transport,elc_roadtransport | H2prd_Elc_PEM_Bhuj_IND | e_Bhuj_IND | IN | IND | en_nuclear_smr_Solapur_IND | e_Solapur_IND | OUT
|  |  |  | H2prd_Elc_PEM_Medinipur_IND | elc_buildings,elc_transport,elc_roadtransport | 0.054056 | lo | elc_buildings,elc_transport,elc_roadtransport | H2prd_Elc_PEM_Medinipur_IND | e_Medinipur_IND | IN | IND | en_biomass_Solapur_IND | e_Solapur_IND | OUT
|  |  |  | H2prd_Elc_PEM_Phalodi_IND | elc_buildings,elc_transport,elc_roadtransport | 0.0072634 | lo | elc_buildings,elc_transport,elc_roadtransport | H2prd_Elc_PEM_Phalodi_IND | e_Phalodi_IND | IN | IND | en_chp_biomass_chips_ext_Solapur_IND | e_Solapur_IND | OUT
|  |  |  | H2prd_Elc_PEM_Rajahmundry_IND | elc_buildings,elc_transport,elc_roadtransport | 0.038625 | lo | elc_buildings,elc_transport,elc_roadtransport | H2prd_Elc_PEM_Rajahmundry_IND | e_Rajahmundry_IND | IN | IND | en_hop_gas_boiler_Solapur_IND | e_Solapur_IND | OUT
|  |  |  | H2prd_Elc_PEM_Tezpur_IND | elc_buildings,elc_transport,elc_roadtransport | 0.0058466 | lo | elc_buildings,elc_transport,elc_roadtransport | H2prd_Elc_PEM_Tezpur_IND | e_Tezpur_IND | IN | IND | en_hop_biomass_chips_Solapur_IND | e_Solapur_IND | OUT
|  |  |  | H2prd_Elc_ALK_Wardha_IND | elc_buildings,elc_transport,elc_roadtransport | 0.035777 | lo | elc_buildings,elc_transport,elc_roadtransport | H2prd_Elc_ALK_Wardha_IND | e_Wardha_IND | IN | IND | en_hop_electric_boiler_Solapur_IND | e_Solapur_IND | OUT
|  |  |  | H2prd_Elc_ALK_Indore_IND | elc_buildings,elc_transport,elc_roadtransport | 0.041279 | lo | elc_buildings,elc_transport,elc_roadtransport | H2prd_Elc_ALK_Indore_IND | e_Indore_IND | IN | IND | en_hp_air_10mw_Solapur_IND | e_Solapur_IND | OUT
|  |  |  | H2prd_Elc_ALK_Solapur_IND | elc_buildings,elc_transport,elc_roadtransport | 0.027676 | lo | elc_buildings,elc_transport,elc_roadtransport | H2prd_Elc_ALK_Solapur_IND | e_Solapur_IND | IN | IND | en_chp_gas_cc_ext_ccs_Solapur_IND | e_Solapur_IND | OUT
|  |  |  | H2prd_Elc_ALK_Fatehpur_IND | elc_buildings,elc_transport,elc_roadtransport | 0.047451 | lo | elc_buildings,elc_transport,elc_roadtransport | H2prd_Elc_ALK_Fatehpur_IND | e_Fatehpur_IND | IN | IND | en_gas_ccgt_Fatehpur_IND | e_Fatehpur_IND | OUT
|  |  |  | H2prd_Elc_ALK_Kurnool_IND | elc_buildings,elc_transport,elc_roadtransport | 0.026721 | lo | elc_buildings,elc_transport,elc_roadtransport | H2prd_Elc_ALK_Kurnool_IND | e_Kurnool_IND | IN | IND | en_gas_turbine_Fatehpur_IND | e_Fatehpur_IND | OUT
|  |  |  | H2prd_Elc_ALK_Vadodara_IND | elc_buildings,elc_transport,elc_roadtransport | 0.041631 | lo | elc_buildings,elc_transport,elc_roadtransport | H2prd_Elc_ALK_Vadodara_IND | e_Vadodara_IND | IN | IND | en_chp_gas_cc_ext_Fatehpur_IND | e_Fatehpur_IND | OUT
|  |  |  | H2prd_Elc_ALK_Korba_IND | elc_buildings,elc_transport,elc_roadtransport | 0.02508 | lo | elc_buildings,elc_transport,elc_roadtransport | H2prd_Elc_ALK_Korba_IND | e_Korba_IND | IN | IND | en_gas_ccs_Fatehpur_IND | e_Fatehpur_IND | OUT
|  |  |  | H2prd_Elc_ALK_Jaipur_IND | elc_buildings,elc_transport,elc_roadtransport | 0.036715 | lo | elc_buildings,elc_transport,elc_roadtransport | H2prd_Elc_ALK_Jaipur_IND | e_Jaipur_IND | IN | IND | en_coal_subcritical_Fatehpur_IND | e_Fatehpur_IND | OUT
|  |  |  | H2prd_Elc_ALK_Moga_IND | elc_buildings,elc_transport,elc_roadtransport | 0.07447 | lo | elc_buildings,elc_transport,elc_roadtransport | H2prd_Elc_ALK_Moga_IND | e_Moga_IND | IN | IND | en_coal_supercritical_Fatehpur_IND | e_Fatehpur_IND | OUT
|  |  |  | H2prd_Elc_ALK_Dharmapuri_IND | elc_buildings,elc_transport,elc_roadtransport | 0.048244 | lo | elc_buildings,elc_transport,elc_roadtransport | H2prd_Elc_ALK_Dharmapuri_IND | e_Dharmapuri_IND | IN | IND | en_coal_ultrasupercritical_Fatehpur_IND | e_Fatehpur_IND | OUT
|  |  |  | H2prd_Elc_ALK_Sikandarabad_IND | elc_buildings,elc_transport,elc_roadtransport | 0.4616 | lo | elc_buildings,elc_transport,elc_roadtransport | H2prd_Elc_ALK_Sikandarabad_IND | e_Sikandarabad_IND | IN | IND | en_coal_igcc_Fatehpur_IND | e_Fatehpur_IND | OUT
|  |  |  | H2prd_Elc_ALK_Bhuj_IND | elc_buildings,elc_transport,elc_roadtransport | 0.0075608 | lo | elc_buildings,elc_transport,elc_roadtransport | H2prd_Elc_ALK_Bhuj_IND | e_Bhuj_IND | IN | IND | en_nuclear_Fatehpur_IND | e_Fatehpur_IND | OUT
|  |  |  | H2prd_Elc_ALK_Medinipur_IND | elc_buildings,elc_transport,elc_roadtransport | 0.054056 | lo | elc_buildings,elc_transport,elc_roadtransport | H2prd_Elc_ALK_Medinipur_IND | e_Medinipur_IND | IN | IND | en_nuclear_smr_Fatehpur_IND | e_Fatehpur_IND | OUT
|  |  |  | H2prd_Elc_ALK_Phalodi_IND | elc_buildings,elc_transport,elc_roadtransport | 0.0072634 | lo | elc_buildings,elc_transport,elc_roadtransport | H2prd_Elc_ALK_Phalodi_IND | e_Phalodi_IND | IN | IND | en_biomass_Fatehpur_IND | e_Fatehpur_IND | OUT
|  |  |  | H2prd_Elc_ALK_Rajahmundry_IND | elc_buildings,elc_transport,elc_roadtransport | 0.038625 | lo | elc_buildings,elc_transport,elc_roadtransport | H2prd_Elc_ALK_Rajahmundry_IND | e_Rajahmundry_IND | IN | IND | en_chp_biomass_chips_ext_Fatehpur_IND | e_Fatehpur_IND | OUT
|  |  |  | H2prd_Elc_ALK_Tezpur_IND | elc_buildings,elc_transport,elc_roadtransport | 0.0058466 | lo | elc_buildings,elc_transport,elc_roadtransport | H2prd_Elc_ALK_Tezpur_IND | e_Tezpur_IND | IN | IND | en_hop_gas_boiler_Fatehpur_IND | e_Fatehpur_IND | OUT
|  |  |  | e_demand_Wardha_IND | elc_industry | 0.06125 | lo | elc_industry | h_demand_Solapur_IND | h_Solapur_IND | IN | IND | en_hop_biomass_chips_Fatehpur_IND | e_Fatehpur_IND | OUT
|  |  |  | e_demand_Indore_IND | elc_industry | 0.06125 | lo | elc_industry | h_demand_Sikandarabad_IND | h_Sikandarabad_IND | IN | IND | en_hop_electric_boiler_Fatehpur_IND | e_Fatehpur_IND | OUT
|  |  |  | e_demand_Solapur_IND | elc_industry | 0.06125 | lo | elc_industry | h_demand_Fatehpur_IND | h_Fatehpur_IND | IN | IND | en_hp_air_10mw_Fatehpur_IND | e_Fatehpur_IND | OUT
|  |  |  | e_demand_Fatehpur_IND | elc_industry | 0.06125 | lo | elc_industry | h_demand_Wardha_IND | h_Wardha_IND | IN | IND | en_chp_gas_cc_ext_ccs_Fatehpur_IND | e_Fatehpur_IND | OUT
|  |  |  | e_demand_Kurnool_IND | elc_industry | 0.06125 | lo | elc_industry | h_demand_Dharmapuri_IND | h_Dharmapuri_IND | IN | IND | en_gas_ccgt_Kurnool_IND | e_Kurnool_IND | OUT
|  |  |  | e_demand_Vadodara_IND | elc_industry | 0.06125 | lo | elc_industry | h_demand_Vadodara_IND | h_Vadodara_IND | IN | IND | en_gas_turbine_Kurnool_IND | e_Kurnool_IND | OUT
|  |  |  | e_demand_Korba_IND | elc_industry | 0.06125 | lo | elc_industry | h_demand_Tezpur_IND | h_Tezpur_IND | IN | IND | en_chp_gas_cc_ext_Kurnool_IND | e_Kurnool_IND | OUT
|  |  |  | e_demand_Jaipur_IND | elc_industry | 0.06125 | lo | elc_industry | h_demand_Medinipur_IND | h_Medinipur_IND | IN | IND | en_gas_ccs_Kurnool_IND | e_Kurnool_IND | OUT
|  |  |  | e_demand_Moga_IND | elc_industry | 0.06125 | lo | elc_industry | h_demand_Kurnool_IND | h_Kurnool_IND | IN | IND | en_coal_subcritical_Kurnool_IND | e_Kurnool_IND | OUT
|  |  |  | e_demand_Dharmapuri_IND | elc_industry | 0.06125 | lo | elc_industry | h_demand_Korba_IND | h_Korba_IND | IN | IND | en_coal_supercritical_Kurnool_IND | e_Kurnool_IND | OUT
|  |  |  | e_demand_Sikandarabad_IND | elc_industry | 0.06125 | lo | elc_industry | h_demand_Rajahmundry_IND | h_Rajahmundry_IND | IN | IND | en_coal_ultrasupercritical_Kurnool_IND | e_Kurnool_IND | OUT
|  |  |  | e_demand_Bhuj_IND | elc_industry | 0.06125 | lo | elc_industry | h_demand_Bhuj_IND | h_Bhuj_IND | IN | IND | en_coal_igcc_Kurnool_IND | e_Kurnool_IND | OUT
|  |  |  | e_demand_Medinipur_IND | elc_industry | 0.06125 | lo | elc_industry | h_demand_Jaipur_IND | h_Jaipur_IND | IN | IND | en_nuclear_Kurnool_IND | e_Kurnool_IND | OUT
|  |  |  | e_demand_Phalodi_IND | elc_industry | 0.06125 | lo | elc_industry |  |  |  | IND | en_nuclear_smr_Kurnool_IND | e_Kurnool_IND | OUT
|  |  |  | e_demand_Rajahmundry_IND | elc_industry | 0.06125 | lo | elc_industry |  |  |  | IND | en_biomass_Kurnool_IND | e_Kurnool_IND | OUT
|  |  |  | e_demand_Tezpur_IND | elc_industry | 0.06125 | lo | elc_industry |  |  |  | IND | en_chp_biomass_chips_ext_Kurnool_IND | e_Kurnool_IND | OUT
|  |  |  | ev_battery_Wardha_IND | elc_industry | 0.06125 | lo | elc_industry |  |  |  | IND | en_hop_gas_boiler_Kurnool_IND | e_Kurnool_IND | OUT
|  |  |  | ev_battery_Indore_IND | elc_industry | 0.06125 | lo | elc_industry |  |  |  | IND | en_hop_biomass_chips_Kurnool_IND | e_Kurnool_IND | OUT
|  |  |  | ev_battery_Solapur_IND | elc_industry | 0.06125 | lo | elc_industry |  |  |  | IND | en_hop_electric_boiler_Kurnool_IND | e_Kurnool_IND | OUT
|  |  |  | ev_battery_Fatehpur_IND | elc_industry | 0.06125 | lo | elc_industry |  |  |  | IND | en_hp_air_10mw_Kurnool_IND | e_Kurnool_IND | OUT
|  |  |  | ev_battery_Kurnool_IND | elc_industry | 0.06125 | lo | elc_industry |  |  |  | IND | en_chp_gas_cc_ext_ccs_Kurnool_IND | e_Kurnool_IND | OUT
|  |  |  | ev_battery_Vadodara_IND | elc_industry | 0.06125 | lo | elc_industry |  |  |  | IND | en_gas_ccgt_Vadodara_IND | e_Vadodara_IND | OUT
|  |  |  | ev_battery_Korba_IND | elc_industry | 0.06125 | lo | elc_industry |  |  |  | IND | en_gas_turbine_Vadodara_IND | e_Vadodara_IND | OUT
|  |  |  | ev_battery_Jaipur_IND | elc_industry | 0.06125 | lo | elc_industry |  |  |  | IND | en_chp_gas_cc_ext_Vadodara_IND | e_Vadodara_IND | OUT
|  |  |  | ev_battery_Moga_IND | elc_industry | 0.06125 | lo | elc_industry |  |  |  | IND | en_gas_ccs_Vadodara_IND | e_Vadodara_IND | OUT
|  |  |  | ev_battery_Dharmapuri_IND | elc_industry | 0.06125 | lo | elc_industry |  |  |  | IND | en_coal_subcritical_Vadodara_IND | e_Vadodara_IND | OUT
|  |  |  | ev_battery_Sikandarabad_IND | elc_industry | 0.06125 | lo | elc_industry |  |  |  | IND | en_coal_supercritical_Vadodara_IND | e_Vadodara_IND | OUT
|  |  |  | ev_battery_Bhuj_IND | elc_industry | 0.06125 | lo | elc_industry |  |  |  | IND | en_coal_ultrasupercritical_Vadodara_IND | e_Vadodara_IND | OUT
|  |  |  | ev_battery_Medinipur_IND | elc_industry | 0.06125 | lo | elc_industry |  |  |  | IND | en_coal_igcc_Vadodara_IND | e_Vadodara_IND | OUT
|  |  |  | ev_battery_Phalodi_IND | elc_industry | 0.06125 | lo | elc_industry |  |  |  | IND | en_nuclear_Vadodara_IND | e_Vadodara_IND | OUT
|  |  |  | ev_battery_Rajahmundry_IND | elc_industry | 0.06125 | lo | elc_industry |  |  |  | IND | en_nuclear_smr_Vadodara_IND | e_Vadodara_IND | OUT
|  |  |  | ev_battery_Tezpur_IND | elc_industry | 0.06125 | lo | elc_industry |  |  |  | IND | en_biomass_Vadodara_IND | e_Vadodara_IND | OUT
|  |  |  | H2prd_Elc_PEM_Wardha_IND | elc_industry | 0.06125 | lo | elc_industry |  |  |  | IND | en_chp_biomass_chips_ext_Vadodara_IND | e_Vadodara_IND | OUT
|  |  |  | H2prd_Elc_PEM_Indore_IND | elc_industry | 0.06125 | lo | elc_industry |  |  |  | IND | en_hop_gas_boiler_Vadodara_IND | e_Vadodara_IND | OUT
|  |  |  | H2prd_Elc_PEM_Solapur_IND | elc_industry | 0.06125 | lo | elc_industry |  |  |  | IND | en_hop_biomass_chips_Vadodara_IND | e_Vadodara_IND | OUT
|  |  |  | H2prd_Elc_PEM_Fatehpur_IND | elc_industry | 0.06125 | lo | elc_industry |  |  |  | IND | en_hop_electric_boiler_Vadodara_IND | e_Vadodara_IND | OUT
|  |  |  | H2prd_Elc_PEM_Kurnool_IND | elc_industry | 0.06125 | lo | elc_industry |  |  |  | IND | en_hp_air_10mw_Vadodara_IND | e_Vadodara_IND | OUT
|  |  |  | H2prd_Elc_PEM_Vadodara_IND | elc_industry | 0.06125 | lo | elc_industry |  |  |  | IND | en_chp_gas_cc_ext_ccs_Vadodara_IND | e_Vadodara_IND | OUT
|  |  |  | H2prd_Elc_PEM_Korba_IND | elc_industry | 0.06125 | lo | elc_industry |  |  |  | IND | en_gas_ccgt_Korba_IND | e_Korba_IND | OUT
|  |  |  | H2prd_Elc_PEM_Jaipur_IND | elc_industry | 0.06125 | lo | elc_industry |  |  |  | IND | en_gas_turbine_Korba_IND | e_Korba_IND | OUT
|  |  |  | H2prd_Elc_PEM_Moga_IND | elc_industry | 0.06125 | lo | elc_industry |  |  |  | IND | en_chp_gas_cc_ext_Korba_IND | e_Korba_IND | OUT
|  |  |  | H2prd_Elc_PEM_Dharmapuri_IND | elc_industry | 0.06125 | lo | elc_industry |  |  |  | IND | en_gas_ccs_Korba_IND | e_Korba_IND | OUT
|  |  |  | H2prd_Elc_PEM_Sikandarabad_IND | elc_industry | 0.06125 | lo | elc_industry |  |  |  | IND | en_coal_subcritical_Korba_IND | e_Korba_IND | OUT
|  |  |  | H2prd_Elc_PEM_Bhuj_IND | elc_industry | 0.06125 | lo | elc_industry |  |  |  | IND | en_coal_supercritical_Korba_IND | e_Korba_IND | OUT
|  |  |  | H2prd_Elc_PEM_Medinipur_IND | elc_industry | 0.06125 | lo | elc_industry |  |  |  | IND | en_coal_ultrasupercritical_Korba_IND | e_Korba_IND | OUT
|  |  |  | H2prd_Elc_PEM_Phalodi_IND | elc_industry | 0.06125 | lo | elc_industry |  |  |  | IND | en_coal_igcc_Korba_IND | e_Korba_IND | OUT
|  |  |  | H2prd_Elc_PEM_Rajahmundry_IND | elc_industry | 0.06125 | lo | elc_industry |  |  |  | IND | en_nuclear_Korba_IND | e_Korba_IND | OUT
|  |  |  | H2prd_Elc_PEM_Tezpur_IND | elc_industry | 0.06125 | lo | elc_industry |  |  |  | IND | en_nuclear_smr_Korba_IND | e_Korba_IND | OUT
|  |  |  | H2prd_Elc_ALK_Wardha_IND | elc_industry | 0.06125 | lo | elc_industry |  |  |  | IND | en_biomass_Korba_IND | e_Korba_IND | OUT
|  |  |  | H2prd_Elc_ALK_Indore_IND | elc_industry | 0.06125 | lo | elc_industry |  |  |  | IND | en_chp_biomass_chips_ext_Korba_IND | e_Korba_IND | OUT
|  |  |  | H2prd_Elc_ALK_Solapur_IND | elc_industry | 0.06125 | lo | elc_industry |  |  |  | IND | en_hop_gas_boiler_Korba_IND | e_Korba_IND | OUT
|  |  |  | H2prd_Elc_ALK_Fatehpur_IND | elc_industry | 0.06125 | lo | elc_industry |  |  |  | IND | en_hop_biomass_chips_Korba_IND | e_Korba_IND | OUT
|  |  |  | H2prd_Elc_ALK_Kurnool_IND | elc_industry | 0.06125 | lo | elc_industry |  |  |  | IND | en_hop_electric_boiler_Korba_IND | e_Korba_IND | OUT
|  |  |  | H2prd_Elc_ALK_Vadodara_IND | elc_industry | 0.06125 | lo | elc_industry |  |  |  | IND | en_hp_air_10mw_Korba_IND | e_Korba_IND | OUT
|  |  |  | H2prd_Elc_ALK_Korba_IND | elc_industry | 0.06125 | lo | elc_industry |  |  |  | IND | en_chp_gas_cc_ext_ccs_Korba_IND | e_Korba_IND | OUT
|  |  |  | H2prd_Elc_ALK_Jaipur_IND | elc_industry | 0.06125 | lo | elc_industry |  |  |  | IND | en_gas_ccgt_Jaipur_IND | e_Jaipur_IND | OUT
|  |  |  | H2prd_Elc_ALK_Moga_IND | elc_industry | 0.06125 | lo | elc_industry |  |  |  | IND | en_gas_turbine_Jaipur_IND | e_Jaipur_IND | OUT
|  |  |  | H2prd_Elc_ALK_Dharmapuri_IND | elc_industry | 0.06125 | lo | elc_industry |  |  |  | IND | en_chp_gas_cc_ext_Jaipur_IND | e_Jaipur_IND | OUT
|  |  |  | H2prd_Elc_ALK_Sikandarabad_IND | elc_industry | 0.06125 | lo | elc_industry |  |  |  | IND | en_gas_ccs_Jaipur_IND | e_Jaipur_IND | OUT
|  |  |  | H2prd_Elc_ALK_Bhuj_IND | elc_industry | 0.06125 | lo | elc_industry |  |  |  | IND | en_coal_subcritical_Jaipur_IND | e_Jaipur_IND | OUT
|  |  |  | H2prd_Elc_ALK_Medinipur_IND | elc_industry | 0.06125 | lo | elc_industry |  |  |  | IND | en_coal_supercritical_Jaipur_IND | e_Jaipur_IND | OUT
|  |  |  | H2prd_Elc_ALK_Phalodi_IND | elc_industry | 0.06125 | lo | elc_industry |  |  |  | IND | en_coal_ultrasupercritical_Jaipur_IND | e_Jaipur_IND | OUT
|  |  |  | H2prd_Elc_ALK_Rajahmundry_IND | elc_industry | 0.06125 | lo | elc_industry |  |  |  | IND | en_coal_igcc_Jaipur_IND | e_Jaipur_IND | OUT
|  |  |  | H2prd_Elc_ALK_Tezpur_IND | elc_industry | 0.06125 | lo | elc_industry |  |  |  | IND | en_nuclear_Jaipur_IND | e_Jaipur_IND | OUT
|  |  |  | h_demand_Solapur_IND | het_buildings | 0.017379 | lo | het_buildings |  |  |  | IND | en_nuclear_smr_Jaipur_IND | e_Jaipur_IND | OUT
|  |  |  | h_demand_Solapur_IND | het_industry | 0.063125 | lo | het_industry |  |  |  | IND | en_biomass_Jaipur_IND | e_Jaipur_IND | OUT
|  |  |  | h_demand_Sikandarabad_IND | het_buildings | 0.68392 | lo | het_buildings |  |  |  | IND | en_chp_biomass_chips_ext_Jaipur_IND | e_Jaipur_IND | OUT
|  |  |  | h_demand_Sikandarabad_IND | het_industry | 0.14894 | lo | het_industry |  |  |  | IND | en_hop_gas_boiler_Jaipur_IND | e_Jaipur_IND | OUT
|  |  |  | h_demand_Fatehpur_IND | het_buildings | 0.035105 | lo | het_buildings |  |  |  | IND | en_hop_biomass_chips_Jaipur_IND | e_Jaipur_IND | OUT
|  |  |  | h_demand_Fatehpur_IND | het_industry | 0.074371 | lo | het_industry |  |  |  | IND | en_hop_electric_boiler_Jaipur_IND | e_Jaipur_IND | OUT
|  |  |  | h_demand_Wardha_IND | het_buildings | 0.03149 | lo | het_buildings |  |  |  | IND | en_hp_air_10mw_Jaipur_IND | e_Jaipur_IND | OUT
|  |  |  | h_demand_Wardha_IND | het_industry | 0.088479 | lo | het_industry |  |  |  | IND | en_chp_gas_cc_ext_ccs_Jaipur_IND | e_Jaipur_IND | OUT
|  |  |  | h_demand_Dharmapuri_IND | het_buildings | 0.076691 | lo | het_buildings |  |  |  | IND | en_gas_ccgt_Moga_IND | e_Moga_IND | OUT
|  |  |  | h_demand_Dharmapuri_IND | het_industry | 0.1598 | lo | het_industry |  |  |  | IND | en_gas_turbine_Moga_IND | e_Moga_IND | OUT
|  |  |  | h_demand_Vadodara_IND | het_buildings | 0.040866 | lo | het_buildings |  |  |  | IND | en_chp_gas_cc_ext_Moga_IND | e_Moga_IND | OUT
|  |  |  | h_demand_Vadodara_IND | het_industry | 0.098677 | lo | het_industry |  |  |  | IND | en_gas_ccs_Moga_IND | e_Moga_IND | OUT
|  |  |  | h_demand_Tezpur_IND | het_buildings | 0.0013466 | lo | het_buildings |  |  |  | IND | en_coal_subcritical_Moga_IND | e_Moga_IND | OUT
|  |  |  | h_demand_Tezpur_IND | het_industry | 0.023154 | lo | het_industry |  |  |  | IND | en_coal_supercritical_Moga_IND | e_Moga_IND | OUT
|  |  |  | h_demand_Medinipur_IND | het_buildings | 0.011628 | lo | het_buildings |  |  |  | IND | en_coal_ultrasupercritical_Moga_IND | e_Moga_IND | OUT
|  |  |  | h_demand_Medinipur_IND | het_industry | 0.021624 | lo | het_industry |  |  |  | IND | en_coal_igcc_Moga_IND | e_Moga_IND | OUT
|  |  |  | h_demand_Kurnool_IND | het_buildings | 0.023795 | lo | het_buildings |  |  |  | IND | en_nuclear_Moga_IND | e_Moga_IND | OUT
|  |  |  | h_demand_Kurnool_IND | het_industry | 0.089518 | lo | het_industry |  |  |  | IND | en_nuclear_smr_Moga_IND | e_Moga_IND | OUT
|  |  |  | h_demand_Korba_IND | het_buildings | 0.032907 | lo | het_buildings |  |  |  | IND | en_biomass_Moga_IND | e_Moga_IND | OUT
|  |  |  | h_demand_Korba_IND | het_industry | 0.1319 | lo | het_industry |  |  |  | IND | en_chp_biomass_chips_ext_Moga_IND | e_Moga_IND | OUT
|  |  |  | h_demand_Rajahmundry_IND | het_buildings | 0.014165 | lo | het_buildings |  |  |  | IND | en_hop_gas_boiler_Moga_IND | e_Moga_IND | OUT
|  |  |  | h_demand_Rajahmundry_IND | het_industry | 0.036865 | lo | het_industry |  |  |  | IND | en_hop_biomass_chips_Moga_IND | e_Moga_IND | OUT
|  |  |  | h_demand_Bhuj_IND | het_buildings | 0.0013494 | lo | het_buildings |  |  |  | IND | en_hop_electric_boiler_Moga_IND | e_Moga_IND | OUT
|  |  |  | h_demand_Bhuj_IND | het_industry | 0.017941 | lo | het_industry |  |  |  | IND | en_hp_air_10mw_Moga_IND | e_Moga_IND | OUT
|  |  |  | h_demand_Jaipur_IND | het_buildings | 0.0093533 | lo | het_buildings |  |  |  | IND | en_chp_gas_cc_ext_ccs_Moga_IND | e_Moga_IND | OUT
|  |  |  | h_demand_Jaipur_IND | het_industry | 0.025609 | lo | het_industry |  |  |  | IND | en_gas_ccgt_Dharmapuri_IND | e_Dharmapuri_IND | OUT
[12 empty] | IND | en_gas_turbine_Dharmapuri_IND | e_Dharmapuri_IND | OUT
[12 empty] | IND | en_chp_gas_cc_ext_Dharmapuri_IND | e_Dharmapuri_IND | OUT
[12 empty] | IND | en_gas_ccs_Dharmapuri_IND | e_Dharmapuri_IND | OUT
[12 empty] | IND | en_coal_subcritical_Dharmapuri_IND | e_Dharmapuri_IND | OUT
[12 empty] | IND | en_coal_supercritical_Dharmapuri_IND | e_Dharmapuri_IND | OUT
[12 empty] | IND | en_coal_ultrasupercritical_Dharmapuri_IND | e_Dharmapuri_IND | OUT
[12 empty] | IND | en_coal_igcc_Dharmapuri_IND | e_Dharmapuri_IND | OUT
[12 empty] | IND | en_nuclear_Dharmapuri_IND | e_Dharmapuri_IND | OUT
[12 empty] | IND | en_nuclear_smr_Dharmapuri_IND | e_Dharmapuri_IND | OUT
[12 empty] | IND | en_biomass_Dharmapuri_IND | e_Dharmapuri_IND | OUT
[12 empty] | IND | en_chp_biomass_chips_ext_Dharmapuri_IND | e_Dharmapuri_IND | OUT
[12 empty] | IND | en_hop_gas_boiler_Dharmapuri_IND | e_Dharmapuri_IND | OUT
[12 empty] | IND | en_hop_biomass_chips_Dharmapuri_IND | e_Dharmapuri_IND | OUT
[12 empty] | IND | en_hop_electric_boiler_Dharmapuri_IND | e_Dharmapuri_IND | OUT
[12 empty] | IND | en_hp_air_10mw_Dharmapuri_IND | e_Dharmapuri_IND | OUT
[12 empty] | IND | en_chp_gas_cc_ext_ccs_Dharmapuri_IND | e_Dharmapuri_IND | OUT
[12 empty] | IND | en_gas_ccgt_Sikandarabad_IND | e_Sikandarabad_IND | OUT
[12 empty] | IND | en_gas_turbine_Sikandarabad_IND | e_Sikandarabad_IND | OUT
[12 empty] | IND | en_chp_gas_cc_ext_Sikandarabad_IND | e_Sikandarabad_IND | OUT
[12 empty] | IND | en_gas_ccs_Sikandarabad_IND | e_Sikandarabad_IND | OUT
[12 empty] | IND | en_coal_subcritical_Sikandarabad_IND | e_Sikandarabad_IND | OUT
[12 empty] | IND | en_coal_supercritical_Sikandarabad_IND | e_Sikandarabad_IND | OUT
[12 empty] | IND | en_coal_ultrasupercritical_Sikandarabad_IND | e_Sikandarabad_IND | OUT
[12 empty] | IND | en_coal_igcc_Sikandarabad_IND | e_Sikandarabad_IND | OUT
[12 empty] | IND | en_nuclear_Sikandarabad_IND | e_Sikandarabad_IND | OUT
[12 empty] | IND | en_nuclear_smr_Sikandarabad_IND | e_Sikandarabad_IND | OUT
[12 empty] | IND | en_biomass_Sikandarabad_IND | e_Sikandarabad_IND | OUT
[12 empty] | IND | en_chp_biomass_chips_ext_Sikandarabad_IND | e_Sikandarabad_IND | OUT
[12 empty] | IND | en_hop_gas_boiler_Sikandarabad_IND | e_Sikandarabad_IND | OUT
[12 empty] | IND | en_hop_biomass_chips_Sikandarabad_IND | e_Sikandarabad_IND | OUT
[12 empty] | IND | en_hop_electric_boiler_Sikandarabad_IND | e_Sikandarabad_IND | OUT
[12 empty] | IND | en_hp_air_10mw_Sikandarabad_IND | e_Sikandarabad_IND | OUT
[12 empty] | IND | en_chp_gas_cc_ext_ccs_Sikandarabad_IND | e_Sikandarabad_IND | OUT
[12 empty] | IND | en_gas_ccgt_Bhuj_IND | e_Bhuj_IND | OUT
[12 empty] | IND | en_gas_turbine_Bhuj_IND | e_Bhuj_IND | OUT
[12 empty] | IND | en_chp_gas_cc_ext_Bhuj_IND | e_Bhuj_IND | OUT
[12 empty] | IND | en_gas_ccs_Bhuj_IND | e_Bhuj_IND | OUT
[12 empty] | IND | en_coal_subcritical_Bhuj_IND | e_Bhuj_IND | OUT
[12 empty] | IND | en_coal_supercritical_Bhuj_IND | e_Bhuj_IND | OUT
[12 empty] | IND | en_coal_ultrasupercritical_Bhuj_IND | e_Bhuj_IND | OUT
[12 empty] | IND | en_coal_igcc_Bhuj_IND | e_Bhuj_IND | OUT
[12 empty] | IND | en_nuclear_Bhuj_IND | e_Bhuj_IND | OUT
[12 empty] | IND | en_nuclear_smr_Bhuj_IND | e_Bhuj_IND | OUT
[12 empty] | IND | en_biomass_Bhuj_IND | e_Bhuj_IND | OUT
[12 empty] | IND | en_chp_biomass_chips_ext_Bhuj_IND | e_Bhuj_IND | OUT
[12 empty] | IND | en_hop_gas_boiler_Bhuj_IND | e_Bhuj_IND | OUT
[12 empty] | IND | en_hop_biomass_chips_Bhuj_IND | e_Bhuj_IND | OUT
[12 empty] | IND | en_hop_electric_boiler_Bhuj_IND | e_Bhuj_IND | OUT
[12 empty] | IND | en_hp_air_10mw_Bhuj_IND | e_Bhuj_IND | OUT
[12 empty] | IND | en_chp_gas_cc_ext_ccs_Bhuj_IND | e_Bhuj_IND | OUT
[12 empty] | IND | en_gas_ccgt_Medinipur_IND | e_Medinipur_IND | OUT
[12 empty] | IND | en_gas_turbine_Medinipur_IND | e_Medinipur_IND | OUT
[12 empty] | IND | en_chp_gas_cc_ext_Medinipur_IND | e_Medinipur_IND | OUT
[12 empty] | IND | en_gas_ccs_Medinipur_IND | e_Medinipur_IND | OUT
[12 empty] | IND | en_coal_subcritical_Medinipur_IND | e_Medinipur_IND | OUT
[12 empty] | IND | en_coal_supercritical_Medinipur_IND | e_Medinipur_IND | OUT
[12 empty] | IND | en_coal_ultrasupercritical_Medinipur_IND | e_Medinipur_IND | OUT
[12 empty] | IND | en_coal_igcc_Medinipur_IND | e_Medinipur_IND | OUT
[12 empty] | IND | en_nuclear_Medinipur_IND | e_Medinipur_IND | OUT
[12 empty] | IND | en_nuclear_smr_Medinipur_IND | e_Medinipur_IND | OUT
[12 empty] | IND | en_biomass_Medinipur_IND | e_Medinipur_IND | OUT
[12 empty] | IND | en_chp_biomass_chips_ext_Medinipur_IND | e_Medinipur_IND | OUT
[12 empty] | IND | en_hop_gas_boiler_Medinipur_IND | e_Medinipur_IND | OUT
[12 empty] | IND | en_hop_biomass_chips_Medinipur_IND | e_Medinipur_IND | OUT
[12 empty] | IND | en_hop_electric_boiler_Medinipur_IND | e_Medinipur_IND | OUT
[12 empty] | IND | en_hp_air_10mw_Medinipur_IND | e_Medinipur_IND | OUT
[12 empty] | IND | en_chp_gas_cc_ext_ccs_Medinipur_IND | e_Medinipur_IND | OUT
[12 empty] | IND | en_gas_ccgt_Phalodi_IND | e_Phalodi_IND | OUT
[12 empty] | IND | en_gas_turbine_Phalodi_IND | e_Phalodi_IND | OUT
[12 empty] | IND | en_chp_gas_cc_ext_Phalodi_IND | e_Phalodi_IND | OUT
[12 empty] | IND | en_gas_ccs_Phalodi_IND | e_Phalodi_IND | OUT
[12 empty] | IND | en_coal_subcritical_Phalodi_IND | e_Phalodi_IND | OUT
[12 empty] | IND | en_coal_supercritical_Phalodi_IND | e_Phalodi_IND | OUT
[12 empty] | IND | en_coal_ultrasupercritical_Phalodi_IND | e_Phalodi_IND | OUT
[12 empty] | IND | en_coal_igcc_Phalodi_IND | e_Phalodi_IND | OUT
[12 empty] | IND | en_nuclear_Phalodi_IND | e_Phalodi_IND | OUT
[12 empty] | IND | en_nuclear_smr_Phalodi_IND | e_Phalodi_IND | OUT
[12 empty] | IND | en_biomass_Phalodi_IND | e_Phalodi_IND | OUT
[12 empty] | IND | en_chp_biomass_chips_ext_Phalodi_IND | e_Phalodi_IND | OUT
[12 empty] | IND | en_hop_gas_boiler_Phalodi_IND | e_Phalodi_IND | OUT
[12 empty] | IND | en_hop_biomass_chips_Phalodi_IND | e_Phalodi_IND | OUT
[12 empty] | IND | en_hop_electric_boiler_Phalodi_IND | e_Phalodi_IND | OUT
[12 empty] | IND | en_hp_air_10mw_Phalodi_IND | e_Phalodi_IND | OUT
[12 empty] | IND | en_chp_gas_cc_ext_ccs_Phalodi_IND | e_Phalodi_IND | OUT
[12 empty] | IND | en_gas_ccgt_Rajahmundry_IND | e_Rajahmundry_IND | OUT
[12 empty] | IND | en_gas_turbine_Rajahmundry_IND | e_Rajahmundry_IND | OUT
[12 empty] | IND | en_chp_gas_cc_ext_Rajahmundry_IND | e_Rajahmundry_IND | OUT
[12 empty] | IND | en_gas_ccs_Rajahmundry_IND | e_Rajahmundry_IND | OUT
[12 empty] | IND | en_coal_subcritical_Rajahmundry_IND | e_Rajahmundry_IND | OUT
[12 empty] | IND | en_coal_supercritical_Rajahmundry_IND | e_Rajahmundry_IND | OUT
[12 empty] | IND | en_coal_ultrasupercritical_Rajahmundry_IND | e_Rajahmundry_IND | OUT
[12 empty] | IND | en_coal_igcc_Rajahmundry_IND | e_Rajahmundry_IND | OUT
[12 empty] | IND | en_nuclear_Rajahmundry_IND | e_Rajahmundry_IND | OUT
[12 empty] | IND | en_nuclear_smr_Rajahmundry_IND | e_Rajahmundry_IND | OUT
[12 empty] | IND | en_biomass_Rajahmundry_IND | e_Rajahmundry_IND | OUT
[12 empty] | IND | en_chp_biomass_chips_ext_Rajahmundry_IND | e_Rajahmundry_IND | OUT
[12 empty] | IND | en_hop_gas_boiler_Rajahmundry_IND | e_Rajahmundry_IND | OUT
[12 empty] | IND | en_hop_biomass_chips_Rajahmundry_IND | e_Rajahmundry_IND | OUT
[12 empty] | IND | en_hop_electric_boiler_Rajahmundry_IND | e_Rajahmundry_IND | OUT
[12 empty] | IND | en_hp_air_10mw_Rajahmundry_IND | e_Rajahmundry_IND | OUT
[12 empty] | IND | en_chp_gas_cc_ext_ccs_Rajahmundry_IND | e_Rajahmundry_IND | OUT
[12 empty] | IND | en_gas_ccgt_Tezpur_IND | e_Tezpur_IND | OUT
[12 empty] | IND | en_gas_turbine_Tezpur_IND | e_Tezpur_IND | OUT
[12 empty] | IND | en_chp_gas_cc_ext_Tezpur_IND | e_Tezpur_IND | OUT
[12 empty] | IND | en_gas_ccs_Tezpur_IND | e_Tezpur_IND | OUT
[12 empty] | IND | en_coal_subcritical_Tezpur_IND | e_Tezpur_IND | OUT
[12 empty] | IND | en_coal_supercritical_Tezpur_IND | e_Tezpur_IND | OUT
[12 empty] | IND | en_coal_ultrasupercritical_Tezpur_IND | e_Tezpur_IND | OUT
[12 empty] | IND | en_coal_igcc_Tezpur_IND | e_Tezpur_IND | OUT
[12 empty] | IND | en_nuclear_Tezpur_IND | e_Tezpur_IND | OUT
[12 empty] | IND | en_nuclear_smr_Tezpur_IND | e_Tezpur_IND | OUT
[12 empty] | IND | en_biomass_Tezpur_IND | e_Tezpur_IND | OUT
[12 empty] | IND | en_chp_biomass_chips_ext_Tezpur_IND | e_Tezpur_IND | OUT
[12 empty] | IND | en_hop_gas_boiler_Tezpur_IND | e_Tezpur_IND | OUT
[12 empty] | IND | en_hop_biomass_chips_Tezpur_IND | e_Tezpur_IND | OUT
[12 empty] | IND | en_hop_electric_boiler_Tezpur_IND | e_Tezpur_IND | OUT
[12 empty] | IND | en_hp_air_10mw_Tezpur_IND | e_Tezpur_IND | OUT
[12 empty] | IND | en_chp_gas_cc_ext_ccs_Tezpur_IND | e_Tezpur_IND | OUT
[12 empty] | IND | EN_STG8hbNREL_Wardha_IND | e_Wardha_IND | OUT
[12 empty] | IND | EN_STG8hbNREL_Wardha_IND | e_Wardha_IND | IN
[12 empty] | IND | EN_STG4hbNREL_Wardha_IND | e_Wardha_IND | OUT
[12 empty] | IND | EN_STG4hbNREL_Wardha_IND | e_Wardha_IND | IN
[12 empty] | IND | EN_STG8hbNREL_Indore_IND | e_Indore_IND | OUT
[12 empty] | IND | EN_STG8hbNREL_Indore_IND | e_Indore_IND | IN
[12 empty] | IND | EN_STG4hbNREL_Indore_IND | e_Indore_IND | OUT
[12 empty] | IND | EN_STG4hbNREL_Indore_IND | e_Indore_IND | IN
[12 empty] | IND | EN_STG8hbNREL_Solapur_IND | e_Solapur_IND | OUT
[12 empty] | IND | EN_STG8hbNREL_Solapur_IND | e_Solapur_IND | IN
[12 empty] | IND | EN_STG4hbNREL_Solapur_IND | e_Solapur_IND | OUT
[12 empty] | IND | EN_STG4hbNREL_Solapur_IND | e_Solapur_IND | IN
[12 empty] | IND | EN_STG8hbNREL_Fatehpur_IND | e_Fatehpur_IND | OUT
[12 empty] | IND | EN_STG8hbNREL_Fatehpur_IND | e_Fatehpur_IND | IN
[12 empty] | IND | EN_STG4hbNREL_Fatehpur_IND | e_Fatehpur_IND | OUT
[12 empty] | IND | EN_STG4hbNREL_Fatehpur_IND | e_Fatehpur_IND | IN
[12 empty] | IND | EN_STG8hbNREL_Kurnool_IND | e_Kurnool_IND | OUT
[12 empty] | IND | EN_STG8hbNREL_Kurnool_IND | e_Kurnool_IND | IN
[12 empty] | IND | EN_STG4hbNREL_Kurnool_IND | e_Kurnool_IND | OUT
[12 empty] | IND | EN_STG4hbNREL_Kurnool_IND | e_Kurnool_IND | IN
[12 empty] | IND | EN_STG8hbNREL_Vadodara_IND | e_Vadodara_IND | OUT
[12 empty] | IND | EN_STG8hbNREL_Vadodara_IND | e_Vadodara_IND | IN
[12 empty] | IND | EN_STG4hbNREL_Vadodara_IND | e_Vadodara_IND | OUT
[12 empty] | IND | EN_STG4hbNREL_Vadodara_IND | e_Vadodara_IND | IN
[12 empty] | IND | EN_STG8hbNREL_Korba_IND | e_Korba_IND | OUT
[12 empty] | IND | EN_STG8hbNREL_Korba_IND | e_Korba_IND | IN
[12 empty] | IND | EN_STG4hbNREL_Korba_IND | e_Korba_IND | OUT
[12 empty] | IND | EN_STG4hbNREL_Korba_IND | e_Korba_IND | IN
[12 empty] | IND | EN_STG8hbNREL_Jaipur_IND | e_Jaipur_IND | OUT
[12 empty] | IND | EN_STG8hbNREL_Jaipur_IND | e_Jaipur_IND | IN
[12 empty] | IND | EN_STG4hbNREL_Jaipur_IND | e_Jaipur_IND | OUT
[12 empty] | IND | EN_STG4hbNREL_Jaipur_IND | e_Jaipur_IND | IN
[12 empty] | IND | EN_STG8hbNREL_Moga_IND | e_Moga_IND | OUT
[12 empty] | IND | EN_STG8hbNREL_Moga_IND | e_Moga_IND | IN
[12 empty] | IND | EN_STG4hbNREL_Moga_IND | e_Moga_IND | OUT
[12 empty] | IND | EN_STG4hbNREL_Moga_IND | e_Moga_IND | IN
[12 empty] | IND | EN_STG8hbNREL_Dharmapuri_IND | e_Dharmapuri_IND | OUT
[12 empty] | IND | EN_STG8hbNREL_Dharmapuri_IND | e_Dharmapuri_IND | IN
[12 empty] | IND | EN_STG4hbNREL_Dharmapuri_IND | e_Dharmapuri_IND | OUT
[12 empty] | IND | EN_STG4hbNREL_Dharmapuri_IND | e_Dharmapuri_IND | IN
[12 empty] | IND | EN_STG8hbNREL_Sikandarabad_IND | e_Sikandarabad_IND | OUT
[12 empty] | IND | EN_STG8hbNREL_Sikandarabad_IND | e_Sikandarabad_IND | IN
[12 empty] | IND | EN_STG4hbNREL_Sikandarabad_IND | e_Sikandarabad_IND | OUT
[12 empty] | IND | EN_STG4hbNREL_Sikandarabad_IND | e_Sikandarabad_IND | IN
[12 empty] | IND | EN_STG8hbNREL_Bhuj_IND | e_Bhuj_IND | OUT
[12 empty] | IND | EN_STG8hbNREL_Bhuj_IND | e_Bhuj_IND | IN
[12 empty] | IND | EN_STG4hbNREL_Bhuj_IND | e_Bhuj_IND | OUT
[12 empty] | IND | EN_STG4hbNREL_Bhuj_IND | e_Bhuj_IND | IN
[12 empty] | IND | EN_STG8hbNREL_Medinipur_IND | e_Medinipur_IND | OUT
[12 empty] | IND | EN_STG8hbNREL_Medinipur_IND | e_Medinipur_IND | IN
[12 empty] | IND | EN_STG4hbNREL_Medinipur_IND | e_Medinipur_IND | OUT
[12 empty] | IND | EN_STG4hbNREL_Medinipur_IND | e_Medinipur_IND | IN
[12 empty] | IND | EN_STG8hbNREL_Phalodi_IND | e_Phalodi_IND | OUT
[12 empty] | IND | EN_STG8hbNREL_Phalodi_IND | e_Phalodi_IND | IN
[12 empty] | IND | EN_STG4hbNREL_Phalodi_IND | e_Phalodi_IND | OUT
[12 empty] | IND | EN_STG4hbNREL_Phalodi_IND | e_Phalodi_IND | IN
[12 empty] | IND | EN_STG8hbNREL_Rajahmundry_IND | e_Rajahmundry_IND | OUT
[12 empty] | IND | EN_STG8hbNREL_Rajahmundry_IND | e_Rajahmundry_IND | IN
[12 empty] | IND | EN_STG4hbNREL_Rajahmundry_IND | e_Rajahmundry_IND | OUT
[12 empty] | IND | EN_STG4hbNREL_Rajahmundry_IND | e_Rajahmundry_IND | IN
[12 empty] | IND | EN_STG8hbNREL_Tezpur_IND | e_Tezpur_IND | OUT
[12 empty] | IND | EN_STG8hbNREL_Tezpur_IND | e_Tezpur_IND | IN
[12 empty] | IND | EN_STG4hbNREL_Tezpur_IND | e_Tezpur_IND | OUT
[12 empty] | IND | EN_STG4hbNREL_Tezpur_IND | e_Tezpur_IND | IN

## re_targets
RE Targets from EMBER
TARGET_YEAR | FUEL_CATEGORY | METRIC | VALUE | SOURCE_TYPE | SOURCE_NAME | PUBLISHER | ANNOUNCEMENT_DATE | LINK | SOURCE_SUMMARY | NOTES
2030 | Battery | capacity_total_gw | 30.93 | National strategy or plans (approved) | India National Electricity Plan 2022-32 | India Ministry of Power, Central Electricity Authority | 2023-03-06 | https://cea.nic.in/wp-content/uploads/irp/2023/05/NEP_2022_32_FINAL_GAZETTE-1.pdf | The Central Electricity Authority published projected source-wise capacity and generation, and power demand in FY2031-2032, reflecting current national electricity policies. | Table 5.8 Projected All India Installed capacity by the end of 2031-32, p. 148 Table 5.12 for generation numbers
2030 | Bioenergy | capacity_total_gw | 14.96 | National strategy or plans (approved) | India National Electricity Plan 2022-32 | India Ministry of Power, Central Electricity Authority | 2023-03-06 | https://cea.nic.in/wp-content/uploads/irp/2023/05/NEP_2022_32_FINAL_GAZETTE-1.pdf | The Central Electricity Authority published projected source-wise capacity and generation, and power demand in FY2031-2032, reflecting current national electricity policies. | Table 5.8 Projected All India Installed capacity by the end of 2031-32, p. 148 Table 5.12 for generation numbers
2030 | Coal | capacity_total_gw | 254.54 | National strategy or plans (approved) | India National Electricity Plan 2022-32 | India Ministry of Power, Central Electricity Authority | 2023-03-06 | https://cea.nic.in/wp-content/uploads/irp/2023/05/NEP_2022_32_FINAL_GAZETTE-1.pdf | The Central Electricity Authority published projected source-wise capacity and generation, and power demand in FY2031-2032, reflecting current national electricity policies. | Table 5.8 Projected All India Installed capacity by the end of 2031-32, p. 148 Table 5.12 for generation numbers
2030 | Gas | capacity_total_gw | 24.82 | National strategy or plans (approved) | India National Electricity Plan 2022-32 | India Ministry of Power, Central Electricity Authority | 2023-03-06 | https://cea.nic.in/wp-content/uploads/irp/2023/05/NEP_2022_32_FINAL_GAZETTE-1.pdf | The Central Electricity Authority published projected source-wise capacity and generation, and power demand in FY2031-2032, reflecting current national electricity policies. | Table 5.8 Projected All India Installed capacity by the end of 2031-32, p. 148 Table 5.12 for generation numbers
2030 | Hydro | capacity_total_gw | 65.5 | National strategy or plans (approved) | India National Electricity Plan 2022-32 | India Ministry of Power, Central Electricity Authority | 2023-03-06 | https://cea.nic.in/wp-content/uploads/irp/2023/05/NEP_2022_32_FINAL_GAZETTE-1.pdf | The Central Electricity Authority published projected source-wise capacity and generation, and power demand in FY2031-2032, reflecting current national electricity policies. | Table 5.8 Projected All India Installed capacity by the end of 2031-32, p. 148 Table 5.12 for generation numbers
2030 | Nuclear | capacity_total_gw | 18.14 | National strategy or plans (approved) | India National Electricity Plan 2022-32 | India Ministry of Power, Central Electricity Authority | 2023-03-06 | https://cea.nic.in/wp-content/uploads/irp/2023/05/NEP_2022_32_FINAL_GAZETTE-1.pdf | The Central Electricity Authority published projected source-wise capacity and generation, and power demand in FY2031-2032, reflecting current national electricity policies. | Table 5.8 Projected All India Installed capacity by the end of 2031-32, p. 148 Table 5.12 for generation numbers
2030 | Solar | capacity_total_gw | 318.51 | National strategy or plans (approved) | India National Electricity Plan 2022-32 | India Ministry of Power, Central Electricity Authority | 2023-03-06 | https://cea.nic.in/wp-content/uploads/irp/2023/05/NEP_2022_32_FINAL_GAZETTE-1.pdf | The Central Electricity Authority published projected source-wise capacity and generation, and power demand in FY2031-2032, reflecting current national electricity policies. | Table 5.8 Projected All India Installed capacity by the end of 2031-32, p. 148 Table 5.12 for generation numbers
2030 | Wind | capacity_total_gw | 109.98 | National strategy or plans (approved) | India National Electricity Plan 2022-32 | India Ministry of Power, Central Electricity Authority | 2023-03-06 | https://cea.nic.in/wp-content/uploads/irp/2023/05/NEP_2022_32_FINAL_GAZETTE-1.pdf | The Central Electricity Authority published projected source-wise capacity and generation, and power demand in FY2031-2032, reflecting current national electricity policies. | Table 5.8 Projected All India Installed capacity by the end of 2031-32, p. 148 Table 5.12 for generation numbers
2030 | Battery | generation_twh | 0.14 | National strategy or plans (approved) | India National Electricity Plan 2022-32 | India Ministry of Power, Central Electricity Authority | 2023-03-06 | https://cea.nic.in/wp-content/uploads/irp/2023/05/NEP_2022_32_FINAL_GAZETTE-1.pdf | The Central Electricity Authority published projected source-wise capacity and generation, and power demand in FY2031-2032, reflecting current national electricity policies. | Table 5.8 Projected All India Installed capacity by the end of 2031-32, p. 148 Table 5.12 for generation numbers
2030 | Renewables | share_of_generation_pct | 42.3 | National strategy or plans (approved) | India National Electricity Plan 2022-32 | India Ministry of Power, Central Electricity Authority | 2023-03-06 | https://cea.nic.in/wp-content/uploads/irp/2023/05/NEP_2022_32_FINAL_GAZETTE-1.pdf | The Central Electricity Authority published projected source-wise capacity and generation, and power demand in FY2031-2032, reflecting current national electricity policies. | Table 5.8 Projected All India Installed capacity by the end of 2031-32, p. 148 Table 5.12 for generation numbers

## Veda
[18 empty] | 1.1 |  | 0.2
[5 empty] | model_fuel | ember_min | ember_max | irena_min | irena_max
| ~TFM_INS-AT |  |  |  | bioenergy | 30.68% | 65.46% | 20.2% | 92.62% |  |  | ~UC_Sets: R_E: AllRegions
* | pset_ci | process | AFA |  | coal | 57.82% | 80.22% | 52.51% | 69.26%
| \I: hydro | ep*,EN* |  |  | gas | 16.47% | 60.29% | 20.18% | 59.27%
28% | \I: solar | ep* |  |  | hydro | 29.11% | 42.29% | 25.85% | 37.03% |  | ~UC_T: UC_CAP~LO | [10 empty] | ~UC_T: UC_CAP~UP
| \I: wind | ep* |  |  | nuclear | 42.11% | 87.62% | 39.69% | 81.65% |  | UC_N | pset_ci | pset_co | UC_ACT | UC_CAP | 2022 | 2050 | UC_RHSRT | UC_RHSRT~0 |  |  | UC_N | pset_ci | UC_ACT | UC_CAP | 2050 | UC_RHSRT | UC_RHSRT~0
| nuclear | ep* | 87.62% |  | oil | 2.068% | 49.02% | 2.141% | 18.53% |  | UCE_max coal fleet utilization | coal | -CO2Captured,-HET | -0.11416 |  | 0.80218 | 0.8824 | 0 | 3 |  |  | UCE_min coal fleet utilization | coal | -0.11416 | 0.57817 | 0.11563 | 0 | 3
[5 empty] | solar | 11.42% | #NUM! | 6.297% | 15.84% |  | UCE_max gas fleet utilization | gas | -CO2Captured,-HET | -0.11416 |  | 0.60285 | 0.66314 | 0 | 3 |  |  | UCE_min gas fleet utilization | gas | -0.11416 | 0.16468 | 0.032936 | 0 | 3
[5 empty] | windon | 12.07% | 20.95% | 11.22% | 19.08% | [12 empty] | UCE_min oil fleet utilization | oil | -0.11416 | 0.020676 | 0.0041353 | 0 | 3
| ~TFM_INS | [9 empty] | ~UC_T: 2050
| attribute | value | process | [7 empty] | UC_N | pset_ci | pset_co | UC_ACT | UC_CAP | 2022 | 2050 | UC_RHSRT | UC_RHSRT~0
| START | 2100 | Hydropower - large-scale unit,Solar photovoltaics - Large scale unit,Wind offshore,Wind onshore | [6 empty] | Hydropower - large-scale unit | UCE_max nuclear capacity | nuclear |  |  | 1 |  |  | 16.95 | 3 |  | 6.78 | base-year nuclear capacity
Solar photovoltaics - Large scale unit
Wind offshore
Wind onshore
~TFM_INS
| attribute | cset_cn | other_indexes | value | pset_co | process
| VDA_EMCB | coal | CO2 | 338.4 |  |  |  | 94
| VDA_EMCB | gas | CO2 | 198 |  |  |  | 55
| VDA_EMCB | oil | CO2 | 252 |  |  |  | 70
| COM_AGG | co2 | co2net | 1
| COM_AGG | co2captured | co2net | -1
| flo_cost | co2captured |  | 0.1 | co2captured
| life |  |  | 50 |  | g[_]*,distr*
| prc_capact |  |  | 8.76 |  | g[_]*,distr*
Note on B5: Amit Kanudia: 11-09-2025 AFS will be sufficient
Note on D8: Amit Kanudia: 29-07-2025 ember
Note on E27: Amit Kanudia: 03-08-2025 CO2 transport and storage cost

## buildrates
BUILD RATE ASSUMPTIONS
| iso | Solar Low | Solar High | Wind Low | Wind High | Hydro Low | Hydro High | Nuclear Low | Nuclear High
| IND | 80 | 150 | 30 | 60 | 3 | 6 | 3 | 6
~UC_Sets: R_E: AllRegions
~UC_T: uc_rhsrt
* | uc_n | pset_ci | uc_attr | uc_ncap | 2025 | 2040 | 0
solar | uce_buildrate_solar | solar | ncap,buildup | 1 | 80 | 150 | 4
wind | uce_buildrate_wind | wind* | ncap,buildup | 1 | 30 | 60 | 4
hydro | uce_buildrate_hydro | hydro | ncap,buildup | 1 | 3 | 6 | 4
nuclear | uce_buildrate_nuclear | nuclear | ncap,buildup | 1 | 3 | 6 | 4

## historical_data_long
model_fuel | Year | Unit | Value
coal | 2000 | TWh | 390.23
gas | 2000 | TWh | 55.96
hydro | 2000 | TWh | 76.99
nuclear | 2000 | TWh | 15.77
oil | 2000 | TWh | 29.16
coal | 2001 | TWh | 408.29
gas | 2001 | TWh | 55.93
hydro | 2001 | TWh | 72.02
nuclear | 2001 | TWh | 18.89
oil | 2001 | TWh | 26.79
coal | 2002 | TWh | 426.7
gas | 2002 | TWh | 62.88
hydro | 2002 | TWh | 68.54
nuclear | 2002 | TWh | 19.35
oil | 2002 | TWh | 27.93
coal | 2003 | TWh | 441.47
gas | 2003 | TWh | 72.8
hydro | 2003 | TWh | 69.3
nuclear | 2003 | TWh | 18.14
oil | 2003 | TWh | 31.09
coal | 2004 | TWh | 463.01
gas | 2004 | TWh | 76.58
hydro | 2004 | TWh | 100.64
nuclear | 2004 | TWh | 21.26
oil | 2004 | TWh | 28.27
coal | 2005 | TWh | 478.48
gas | 2005 | TWh | 75.47
hydro | 2005 | TWh | 97.42
nuclear | 2005 | TWh | 17.73
oil | 2005 | TWh | 25.37
coal | 2006 | TWh | 505.46
gas | 2006 | TWh | 74.7
hydro | 2006 | TWh | 112.62
nuclear | 2006 | TWh | 17.63
oil | 2006 | TWh | 19.08
coal | 2007 | TWh | 533.27
gas | 2007 | TWh | 90.05
hydro | 2007 | TWh | 122.61
nuclear | 2007 | TWh | 17.83
oil | 2007 | TWh | 13.36
coal | 2008 | TWh | 573.12
gas | 2008 | TWh | 85.88
hydro | 2008 | TWh | 115.17
nuclear | 2008 | TWh | 15.23
oil | 2008 | TWh | 15.27
coal | 2009 | TWh | 611.11
gas | 2009 | TWh | 104.37
hydro | 2009 | TWh | 106.34
nuclear | 2009 | TWh | 16.82
oil | 2009 | TWh | 13.08
coal | 2010 | TWh | 642.97
gas | 2010 | TWh | 118.03
hydro | 2010 | TWh | 108.74
nuclear | 2010 | TWh | 23.08
oil | 2010 | TWh | 10.78
coal | 2011 | TWh | 701.25
gas | 2011 | TWh | 117.56
hydro | 2011 | TWh | 131.7
nuclear | 2011 | TWh | 32.22
oil | 2011 | TWh | 9.35
coal | 2012 | TWh | 787.13
gas | 2012 | TWh | 96.25
hydro | 2012 | TWh | 115.78
nuclear | 2012 | TWh | 33.14
oil | 2012 | TWh | 10.07
coal | 2013 | TWh | 847.97
gas | 2013 | TWh | 66.31
hydro | 2013 | TWh | 131.98
nuclear | 2013 | TWh | 33.31
oil | 2013 | TWh | 10.65
coal | 2014 | TWh | 949.93
gas | 2014 | TWh | 64.01
hydro | 2014 | TWh | 139
nuclear | 2014 | TWh | 34.69
oil | 2014 | TWh | 11.55
coal | 2015 | TWh | 1006.55
gas | 2015 | TWh | 64.77
hydro | 2015 | TWh | 133.28
nuclear | 2015 | TWh | 38.31
oil | 2015 | TWh | 9.26
coal | 2016 | TWh | 1073.6
gas | 2016 | TWh | 72.62
hydro | 2016 | TWh | 128.38
nuclear | 2016 | TWh | 37.9
oil | 2016 | TWh | 9.41
coal | 2017 | TWh | 1115.24
gas | 2017 | TWh | 74.99
hydro | 2017 | TWh | 135.82
nuclear | 2017 | TWh | 37.41
oil | 2017 | TWh | 8.79
coal | 2018 | TWh | 1198.86
gas | 2018 | TWh | 71.26
hydro | 2018 | TWh | 139.75
nuclear | 2018 | TWh | 39.05
oil | 2018 | TWh | 6.4
coal | 2019 | TWh | 1198.76
gas | 2019 | TWh | 71.95
hydro | 2019 | TWh | 162.07
nuclear | 2019 | TWh | 45.16
oil | 2019 | TWh | 3.07
coal | 2020 | TWh | 1143.78
gas | 2020 | TWh | 74.79
hydro | 2020 | TWh | 163.7
nuclear | 2020 | TWh | 44.61
oil | 2020 | TWh | 3.09
coal | 2021 | TWh | 1255.56
gas | 2021 | TWh | 60.4
hydro | 2021 | TWh | 160.34
nuclear | 2021 | TWh | 43.92
oil | 2021 | TWh | 3.39
coal | 2022 | TWh | 1354.23
gas | 2022 | TWh | 46.48
hydro | 2022 | TWh | 174.94
nuclear | 2022 | TWh | 46.19
oil | 2022 | TWh | 3.68
coal | 2023 | TWh | 1471.28
gas | 2023 | TWh | 52.61
hydro | 2023 | TWh | 149.17
nuclear | 2023 | TWh | 48.2
oil | 2023 | TWh | 4.18
coal | 2000 | GW | 62.17
gas | 2000 | GW | 12.61
hydro | 2000 | GW | 23.71
nuclear | 2000 | GW | 2.86
oil | 2000 | GW | 6.79
coal | 2001 | GW | 63.17
gas | 2001 | GW | 13.42
hydro | 2001 | GW | 24.68
nuclear | 2001 | GW | 2.72
oil | 2001 | GW | 7.06
coal | 2002 | GW | 64.21
gas | 2002 | GW | 14.03
hydro | 2002 | GW | 24.73
nuclear | 2002 | GW | 2.72
oil | 2002 | GW | 7.43
coal | 2003 | GW | 65.83
gas | 2003 | GW | 14.38
hydro | 2003 | GW | 27.18
nuclear | 2003 | GW | 2.72
oil | 2003 | GW | 7.8
coal | 2004 | GW | 66.32
gas | 2004 | GW | 14.59
hydro | 2004 | GW | 28.62
nuclear | 2004 | GW | 2.77
oil | 2004 | GW | 8.16
coal | 2005 | GW | 69.64
gas | 2005 | GW | 15.51
hydro | 2005 | GW | 30.96
nuclear | 2005 | GW | 3.36
oil | 2005 | GW | 8.56
coal | 2006 | GW | 71.93
gas | 2006 | GW | 16.64
hydro | 2006 | GW | 33.04
nuclear | 2006 | GW | 3.9
oil | 2006 | GW | 8.88
coal | 2007 | GW | 77.14
gas | 2007 | GW | 18.59
hydro | 2007 | GW | 34
nuclear | 2007 | GW | 4.12
oil | 2007 | GW | 9.66
coal | 2008 | GW | 82.33
gas | 2008 | GW | 18.65
hydro | 2008 | GW | 34.69
nuclear | 2008 | GW | 4.12
oil | 2008 | GW | 9.97
coal | 2009 | GW | 87.79
gas | 2009 | GW | 21.24
hydro | 2009 | GW | 34.78
nuclear | 2009 | GW | 4.56
oil | 2009 | GW | 10.53
coal | 2010 | GW | 99.04
gas | 2010 | GW | 22.35
hydro | 2010 | GW | 35.87
nuclear | 2010 | GW | 4.78
oil | 2010 | GW | 10.87
coal | 2011 | GW | 113.4
gas | 2011 | GW | 24.06
hydro | 2011 | GW | 37.63
nuclear | 2011 | GW | 4.78
oil | 2011 | GW | 11.16
coal | 2012 | GW | 131.56
gas | 2012 | GW | 23.75
hydro | 2012 | GW | 38.25
nuclear | 2012 | GW | 4.78
oil | 2012 | GW | 12.14
coal | 2013 | GW | 149.36
gas | 2013 | GW | 26.47
hydro | 2013 | GW | 39.39
nuclear | 2013 | GW | 4.78
oil | 2013 | GW | 12.67
coal | 2014 | GW | 169.52
gas | 2014 | GW | 28.14
hydro | 2014 | GW | 40.62
nuclear | 2014 | GW | 5.78
oil | 2014 | GW | 13.19
coal | 2015 | GW | 189.57
gas | 2015 | GW | 30.17
hydro | 2015 | GW | 42.32
nuclear | 2015 | GW | 5.78
oil | 2015 | GW | 13.39
coal | 2016 | GW | 207.07
gas | 2016 | GW | 31.37
hydro | 2016 | GW | 42.84
nuclear | 2016 | GW | 5.78
oil | 2016 | GW | 14.08
coal | 2017 | GW | 212.46
gas | 2017 | GW | 32.04
hydro | 2017 | GW | 44.74
nuclear | 2017 | GW | 6.78
oil | 2017 | GW | 14.18
coal | 2018 | GW | 217.98
gas | 2018 | GW | 33.32
hydro | 2018 | GW | 45.32
nuclear | 2018 | GW | 6.78
oil | 2018 | GW | 15.76
coal | 2019 | GW | 225.62
gas | 2019 | GW | 32.62
hydro | 2019 | GW | 45.49
nuclear | 2019 | GW | 6.78
oil | 2019 | GW | 14.15
coal | 2020 | GW | 225.83
gas | 2020 | GW | 32.31
hydro | 2020 | GW | 45.98
nuclear | 2020 | GW | 6.78
oil | 2020 | GW | 17.06
coal | 2021 | GW | 231.14
gas | 2021 | GW | 32.29
hydro | 2021 | GW | 46.78
nuclear | 2021 | GW | 6.78
oil | 2021 | GW | 18.39
coal | 2022 | GW | 232.17
gas | 2022 | GW | 32.22
hydro | 2022 | GW | 47.22
nuclear | 2022 | GW | 6.78
oil | 2022 | GW | 18.55
coal | 2023 | GW | 237.64
gas | 2023 | GW | 32.44
hydro | 2023 | GW | 47.33
nuclear | 2023 | GW | 7.48
oil | 2023 | GW | 18.58
bioenergy | 2000 | mtCO2 | 0.37
coal | 2000 | mtCO2 | 362.56
gas | 2000 | mtCO2 | 38.78
hydro | 2000 | mtCO2 | 1.83
nuclear | 2000 | mtCO2 | 0.09
oil | 2000 | mtCO2 | 19.19
solar | 2000 | mtCO2 | 0
windon | 2000 | mtCO2 | 0.03
bioenergy | 2001 | mtCO2 | 0.45
coal | 2001 | mtCO2 | 379.35
gas | 2001 | mtCO2 | 38.76
hydro | 2001 | mtCO2 | 1.71
nuclear | 2001 | mtCO2 | 0.11
oil | 2001 | mtCO2 | 17.63
solar | 2001 | mtCO2 | 0
windon | 2001 | mtCO2 | 0.03
bioenergy | 2002 | mtCO2 | 0.46
coal | 2002 | mtCO2 | 396.55
gas | 2002 | mtCO2 | 43.58
hydro | 2002 | mtCO2 | 1.63
nuclear | 2002 | mtCO2 | 0.11
oil | 2002 | mtCO2 | 18.38
solar | 2002 | mtCO2 | 0
windon | 2002 | mtCO2 | 0.03
bioenergy | 2003 | mtCO2 | 0.59
coal | 2003 | mtCO2 | 410.39
gas | 2003 | mtCO2 | 50.46
hydro | 2003 | mtCO2 | 1.65
nuclear | 2003 | mtCO2 | 0.11
oil | 2003 | mtCO2 | 20.46
solar | 2003 | mtCO2 | 0
windon | 2003 | mtCO2 | 0.04
bioenergy | 2004 | mtCO2 | 0.72
coal | 2004 | mtCO2 | 430.44
gas | 2004 | mtCO2 | 53.08
hydro | 2004 | mtCO2 | 2.39
nuclear | 2004 | mtCO2 | 0.13
oil | 2004 | mtCO2 | 18.6
solar | 2004 | mtCO2 | 0
windon | 2004 | mtCO2 | 0.08
bioenergy | 2005 | mtCO2 | 0.87
coal | 2005 | mtCO2 | 444.76
gas | 2005 | mtCO2 | 52.31
hydro | 2005 | mtCO2 | 2.31
nuclear | 2005 | mtCO2 | 0.1
oil | 2005 | mtCO2 | 16.69
solar | 2005 | mtCO2 | 0
windon | 2005 | mtCO2 | 0.1
bioenergy | 2006 | mtCO2 | 1.21
coal | 2006 | mtCO2 | 469.78
gas | 2006 | mtCO2 | 51.77
hydro | 2006 | mtCO2 | 2.68
nuclear | 2006 | mtCO2 | 0.1
oil | 2006 | mtCO2 | 12.55
solar | 2006 | mtCO2 | 0
windon | 2006 | mtCO2 | 0.15
bioenergy | 2007 | mtCO2 | 1.6
coal | 2007 | mtCO2 | 495.61
gas | 2007 | mtCO2 | 62.41
hydro | 2007 | mtCO2 | 2.91
nuclear | 2007 | mtCO2 | 0.1
oil | 2007 | mtCO2 | 8.79
solar | 2007 | mtCO2 | 0
windon | 2007 | mtCO2 | 0.19
bioenergy | 2008 | mtCO2 | 2.01
coal | 2008 | mtCO2 | 532.65
gas | 2008 | mtCO2 | 59.52
hydro | 2008 | mtCO2 | 2.74
nuclear | 2008 | mtCO2 | 0.09
oil | 2008 | mtCO2 | 10.05
solar | 2008 | mtCO2 | 0
windon | 2008 | mtCO2 | 0.23
bioenergy | 2009 | mtCO2 | 2.52
coal | 2009 | mtCO2 | 568.05
gas | 2009 | mtCO2 | 72.34
hydro | 2009 | mtCO2 | 2.53
nuclear | 2009 | mtCO2 | 0.1
oil | 2009 | mtCO2 | 8.61
solar | 2009 | mtCO2 | 0
windon | 2009 | mtCO2 | 0.26
bioenergy | 2010 | mtCO2 | 3.09
coal | 2010 | mtCO2 | 597.6
gas | 2010 | mtCO2 | 81.8
hydro | 2010 | mtCO2 | 2.58
nuclear | 2010 | mtCO2 | 0.14
oil | 2010 | mtCO2 | 7.09
solar | 2010 | mtCO2 | 0.01
windon | 2010 | mtCO2 | 0.31
bioenergy | 2011 | mtCO2 | 3.71
coal | 2011 | mtCO2 | 650.73
gas | 2011 | mtCO2 | 81.48
hydro | 2011 | mtCO2 | 3.13
nuclear | 2011 | mtCO2 | 0.19
oil | 2011 | mtCO2 | 6.15
solar | 2011 | mtCO2 | 0.04
windon | 2011 | mtCO2 | 0.39
bioenergy | 2012 | mtCO2 | 4.31
coal | 2012 | mtCO2 | 728.15
gas | 2012 | mtCO2 | 66.71
hydro | 2012 | mtCO2 | 2.75
nuclear | 2012 | mtCO2 | 0.19
oil | 2012 | mtCO2 | 6.63
solar | 2012 | mtCO2 | 0.1
windon | 2012 | mtCO2 | 0.44
bioenergy | 2013 | mtCO2 | 4.86
coal | 2013 | mtCO2 | 782.51
gas | 2013 | mtCO2 | 45.96
hydro | 2013 | mtCO2 | 3.14
nuclear | 2013 | mtCO2 | 0.2
oil | 2013 | mtCO2 | 7.01
solar | 2013 | mtCO2 | 0.16
windon | 2013 | mtCO2 | 0.48
bioenergy | 2014 | mtCO2 | 5.34
coal | 2014 | mtCO2 | 874.37
gas | 2014 | mtCO2 | 44.36
hydro | 2014 | mtCO2 | 3.3
nuclear | 2014 | mtCO2 | 0.2
oil | 2014 | mtCO2 | 7.6
solar | 2014 | mtCO2 | 0.23
windon | 2014 | mtCO2 | 0.54
bioenergy | 2015 | mtCO2 | 6.62
coal | 2015 | mtCO2 | 924.16
gas | 2015 | mtCO2 | 44.89
hydro | 2015 | mtCO2 | 3.17
nuclear | 2015 | mtCO2 | 0.23
oil | 2015 | mtCO2 | 6.09
solar | 2015 | mtCO2 | 0.31
windon | 2015 | mtCO2 | 0.53
bioenergy | 2016 | mtCO2 | 5.37
coal | 2016 | mtCO2 | 983.7
gas | 2016 | mtCO2 | 50.33
hydro | 2016 | mtCO2 | 3.05
nuclear | 2016 | mtCO2 | 0.22
oil | 2016 | mtCO2 | 6.19
solar | 2016 | mtCO2 | 0.55
windon | 2016 | mtCO2 | 0.7
bioenergy | 2017 | mtCO2 | 5.39
coal | 2017 | mtCO2 | 1020.03
gas | 2017 | mtCO2 | 51.97
hydro | 2017 | mtCO2 | 3.23
nuclear | 2017 | mtCO2 | 0.22
oil | 2017 | mtCO2 | 5.78
solar | 2017 | mtCO2 | 1.02
windon | 2017 | mtCO2 | 0.85
bioenergy | 2018 | mtCO2 | 5.88
coal | 2018 | mtCO2 | 1095.16
gas | 2018 | mtCO2 | 49.39
hydro | 2018 | mtCO2 | 3.32
nuclear | 2018 | mtCO2 | 0.23
oil | 2018 | mtCO2 | 4.21
solar | 2018 | mtCO2 | 1.73
windon | 2018 | mtCO2 | 0.97
bioenergy | 2019 | mtCO2 | 6.81
coal | 2019 | mtCO2 | 1093.56
gas | 2019 | mtCO2 | 49.87
hydro | 2019 | mtCO2 | 3.85
nuclear | 2019 | mtCO2 | 0.27
oil | 2019 | mtCO2 | 2.02
solar | 2019 | mtCO2 | 2.2
windon | 2019 | mtCO2 | 1.02
bioenergy | 2020 | mtCO2 | 7.1
coal | 2020 | mtCO2 | 1042.33
gas | 2020 | mtCO2 | 51.83
hydro | 2020 | mtCO2 | 3.89
nuclear | 2020 | mtCO2 | 0.26
oil | 2020 | mtCO2 | 2.03
solar | 2020 | mtCO2 | 2.79
windon | 2020 | mtCO2 | 0.97
bioenergy | 2021 | mtCO2 | 7.68
coal | 2021 | mtCO2 | 1143.42
gas | 2021 | mtCO2 | 41.86
hydro | 2021 | mtCO2 | 3.81
nuclear | 2021 | mtCO2 | 0.26
oil | 2021 | mtCO2 | 2.23
solar | 2021 | mtCO2 | 3.25
windon | 2021 | mtCO2 | 1.1
bioenergy | 2022 | mtCO2 | 8.34
coal | 2022 | mtCO2 | 1232.6
gas | 2022 | mtCO2 | 32.21
hydro | 2022 | mtCO2 | 4.16
nuclear | 2022 | mtCO2 | 0.27
oil | 2022 | mtCO2 | 2.42
solar | 2022 | mtCO2 | 4.52
windon | 2022 | mtCO2 | 1.13
bioenergy | 2023 | mtCO2 | 8.06
coal | 2023 | mtCO2 | 1338.45
gas | 2023 | mtCO2 | 36.46
hydro | 2023 | mtCO2 | 3.54
nuclear | 2023 | mtCO2 | 0.28
oil | 2023 | mtCO2 | 2.75
solar | 2023 | mtCO2 | 5.39
windon | 2023 | mtCO2 | 1.32
solar | 2018 | GW | 27.1562
solar | 2019 | GW | 34.9077
solar | 2020 | GW | 39.363
solar | 2021 | GW | 49.6074
solar | 2022 | GW | 63.0479
solar | 2023 | GW | 72.5168
solar | 2024 | GW | 97.0415
solar | 2018 | GW | 0.3285
solar | 2019 | GW | 0.3425
solar | 2020 | GW | 0.3425
solar | 2021 | GW | 0.3425
solar | 2022 | GW | 0.3425
solar | 2023 | GW | 0.3425
solar | 2024 | GW | 0.3425
solar | 2011 | GW | 0.56678
solar | 2012 | GW | 0.98207
solar | 2013 | GW | 1.4493
solar | 2014 | GW | 3.4475
solar | 2015 | GW | 5.3685
solar | 2016 | GW | 9.6536
solar | 2017 | GW | 17.9283
solar | 2011 | GW | 0.0025
solar | 2012 | GW | 0.0035
solar | 2013 | GW | 0.1535
solar | 2014 | GW | 0.3285
solar | 2015 | GW | 0.3285
solar | 2016 | GW | 0.3285
solar | 2017 | GW | 0.3285
solar | 2004 | GW | 0.00781
solar | 2005 | GW | 0.013439
solar | 2006 | GW | 0.011475
solar | 2007 | GW | 0.028831
solar | 2008 | GW | 0.031454
solar | 2009 | GW | 0.043094
solar | 2010 | GW | 0.068832
solar | 2001 | GW | 0.005535
solar | 2002 | GW | 0.006705
solar | 2003 | GW | 0.007885
solar | 2002 | TWh | 0.009052
solar | 2003 | TWh | 0.010645
solar | 2004 | TWh | 0.010544
solar | 2005 | TWh | 0.018143
solar | 2006 | TWh | 0.015491
solar | 2007 | TWh | 0.039549
solar | 2008 | TWh | 0.042463
solar | 2009 | TWh | 0.051079
solar | 2010 | TWh | 0.069767
solar | 2011 | TWh | 0.31006
solar | 2012 | TWh | 0.97407
solar | 2013 | TWh | 1.6049
solar | 2014 | TWh | 2.7441
solar | 2015 | TWh | 5.6239
solar | 2016 | TWh | 9.8261
solar | 2017 | TWh | 17.7749
solar | 2018 | TWh | 30.7462
solar | 2019 | TWh | 43.5731
solar | 2020 | TWh | 54.7383
solar | 2021 | TWh | 65.8773
solar | 2022 | TWh | 83.2712
solar | 2011 | TWh | 0.003942
solar | 2012 | TWh | 0.005519
solar | 2013 | TWh | 0.084359
solar | 2014 | TWh | 0.3603
solar | 2015 | TWh | 0.3603
solar | 2016 | TWh | 0.3603
solar | 2017 | TWh | 0.3603
solar | 2018 | TWh | 0.3603
solar | 2019 | TWh | 0.3603
solar | 2020 | TWh | 0.3603
solar | 2021 | TWh | 0.3603
solar | 2022 | TWh | 0.3603
solar | 2000 | TWh | 0.001464
solar | 2001 | TWh | 0.007472
windon | 2018 | GW | 35.2881
windon | 2019 | GW | 37.5052
windon | 2020 | GW | 38.5586
windon | 2021 | GW | 40.0673
windon | 2022 | GW | 41.9298
windon | 2023 | GW | 44.7362
windon | 2024 | GW | 48.1632
windon | 2011 | GW | 16.179
windon | 2012 | GW | 17.2997
windon | 2013 | GW | 18.4204
windon | 2014 | GW | 22.4653
windon | 2015 | GW | 25.0882
windon | 2016 | GW | 28.7004
windon | 2017 | GW | 32.8485
windon | 2004 | GW | 3.813
windon | 2005 | GW | 4.4339
windon | 2006 | GW | 6.315
windon | 2007 | GW | 7.8445
windon | 2008 | GW | 10.2425
windon | 2009 | GW | 10.925
windon | 2010 | GW | 13.184
windon | 2000 | GW | 0.941
windon | 2001 | GW | 1.563
windon | 2002 | GW | 1.606
windon | 2003 | GW | 2.461
windon | 2002 | TWh | 2.2058
windon | 2003 | TWh | 2.5506
windon | 2004 | TWh | 3.9231
windon | 2005 | TWh | 5.5619
windon | 2006 | TWh | 6.8737
windon | 2007 | TWh | 9.387
windon | 2008 | TWh | 11.8351
windon | 2009 | TWh | 14.595
windon | 2010 | TWh | 16.104
windon | 2011 | TWh | 19.5281
windon | 2012 | TWh | 23.0692
windon | 2013 | TWh | 24.64
windon | 2014 | TWh | 27.2354
windon | 2015 | TWh | 31.8729
windon | 2016 | TWh | 36.2731
windon | 2017 | TWh | 47.6698
windon | 2018 | TWh | 55.0087
windon | 2019 | TWh | 62.6889
windon | 2020 | TWh | 63.5223
windon | 2021 | TWh | 62.2725
windon | 2022 | TWh | 69.4336
windon | 2000 | TWh | 1.3189
windon | 2001 | TWh | 1.5369
bioenergy | 2018 | GW | 9.9651
bioenergy | 2019 | GW | 10.0462
bioenergy | 2020 | GW | 10.3308
bioenergy | 2021 | GW | 10.3605
bioenergy | 2022 | GW | 10.3947
bioenergy | 2023 | GW | 10.4467
bioenergy | 2024 | GW | 10.9131
bioenergy | 2018 | GW | 0.15851
bioenergy | 2019 | GW | 0.16547
bioenergy | 2020 | GW | 0.18768
bioenergy | 2021 | GW | 0.21705
bioenergy | 2022 | GW | 0.26011
bioenergy | 2023 | GW | 0.29145
bioenergy | 2024 | GW | 0.30997
bioenergy | 2018 | GW | 0.013752
bioenergy | 2019 | GW | 0.013964
bioenergy | 2020 | GW | 0.014264
bioenergy | 2021 | GW | 0.014264
bioenergy | 2022 | GW | 0.014264
bioenergy | 2023 | GW | 0.014264
bioenergy | 2024 | GW | 0.014264
bioenergy | 2011 | GW | 3.5912
bioenergy | 2012 | GW | 3.8306
bioenergy | 2013 | GW | 4.0699
bioenergy | 2014 | GW | 4.8988
bioenergy | 2015 | GW | 5.3318
bioenergy | 2016 | GW | 8.7461
bioenergy | 2017 | GW | 9.2581
bioenergy | 2011 | GW | 0.083295
bioenergy | 2012 | GW | 0.094068
bioenergy | 2013 | GW | 0.10484
bioenergy | 2014 | GW | 0.12442
bioenergy | 2015 | GW | 0.13679
bioenergy | 2016 | GW | 0.13872
bioenergy | 2017 | GW | 0.14639
bioenergy | 2011 | GW | 0.00263
bioenergy | 2012 | GW | 0.004298
bioenergy | 2013 | GW | 0.005638
bioenergy | 2014 | GW | 0.006835
bioenergy | 2015 | GW | 0.009631
bioenergy | 2016 | GW | 0.010326
bioenergy | 2017 | GW | 0.012666
bioenergy | 2004 | GW | 0.74953
bioenergy | 2005 | GW | 0.9374
bioenergy | 2006 | GW | 1.2222
bioenergy | 2007 | GW | 1.5072
bioenergy | 2008 | GW | 2.1657
bioenergy | 2009 | GW | 2.4577
bioenergy | 2010 | GW | 3.075
bioenergy | 2005 | GW | 0.02299
bioenergy | 2006 | GW | 0.02599
bioenergy | 2007 | GW | 0.039475
bioenergy | 2008 | GW | 0.046485
bioenergy | 2009 | GW | 0.05308
bioenergy | 2010 | GW | 0.068892
bioenergy | 2007 | GW | 0.0002
bioenergy | 2008 | GW | 0.000614
bioenergy | 2009 | GW | 0.000614
bioenergy | 2010 | GW | 0.000614
bioenergy | 2000 | GW | 0.3469
bioenergy | 2001 | GW | 0.4154
bioenergy | 2002 | GW | 0.48393
bioenergy | 2003 | GW | 0.61343
bioenergy | 2002 | TWh | 3.4833
bioenergy | 2003 | TWh | 4.1323
bioenergy | 2004 | TWh | 5.1442
bioenergy | 2005 | TWh | 6.1612
bioenergy | 2006 | TWh | 7.3143
bioenergy | 2007 | TWh | 9.2288
bioenergy | 2008 | TWh | 10.2602
bioenergy | 2009 | TWh | 11.1925
bioenergy | 2010 | TWh | 16.8601
bioenergy | 2011 | TWh | 17.446
bioenergy | 2012 | TWh | 23.7194
bioenergy | 2013 | TWh | 28.363
bioenergy | 2014 | TWh | 32.9455
bioenergy | 2015 | TWh | 28.5242
bioenergy | 2016 | TWh | 17.8981
bioenergy | 2017 | TWh | 16.3342
bioenergy | 2018 | TWh | 18.2803
bioenergy | 2019 | TWh | 20.3019
bioenergy | 2020 | TWh | 19.7008
bioenergy | 2021 | TWh | 20.6846
bioenergy | 2022 | TWh | 22.6029
bioenergy | 2005 | TWh | 0.036926
bioenergy | 2006 | TWh | 0.040968
bioenergy | 2007 | TWh | 0.059944
bioenergy | 2008 | TWh | 0.081255
bioenergy | 2009 | TWh | 0.088578
bioenergy | 2010 | TWh | 0.11284
bioenergy | 2011 | TWh | 0.14803
bioenergy | 2012 | TWh | 0.18568
bioenergy | 2013 | TWh | 0.23705
bioenergy | 2014 | TWh | 0.27477
bioenergy | 2015 | TWh | 0.32012
bioenergy | 2016 | TWh | 0.2904
bioenergy | 2017 | TWh | 0.30125
bioenergy | 2018 | TWh | 0.41691
bioenergy | 2019 | TWh | 0.57917
bioenergy | 2020 | TWh | 0.9292
bioenergy | 2021 | TWh | 1.5361
bioenergy | 2022 | TWh | 1.9158
bioenergy | 2007 | TWh | 0.000438
bioenergy | 2008 | TWh | 0.001345
bioenergy | 2009 | TWh | 0.001345
bioenergy | 2010 | TWh | 0.001345
bioenergy | 2011 | TWh | 0.006041
bioenergy | 2012 | TWh | 0.00972
bioenergy | 2013 | TWh | 0.013067
bioenergy | 2014 | TWh | 0.015768
bioenergy | 2015 | TWh | 0.022134
bioenergy | 2016 | TWh | 0.02373
bioenergy | 2017 | TWh | 0.028821
bioenergy | 2018 | TWh | 0.031449
bioenergy | 2019 | TWh | 0.031889
bioenergy | 2020 | TWh | 0.032499
bioenergy | 2021 | TWh | 0.032499
bioenergy | 2022 | TWh | 0.032499
bioenergy | 2000 | TWh | 2.8144
bioenergy | 2001 | TWh | 2.9512
Export | 2000 | TWh | 0.2
Import | 2000 | TWh | 1.5
Export | 2001 | TWh | 0.2
Import | 2001 | TWh | 1.5
Export | 2002 | TWh | 0.2
Import | 2002 | TWh | 1.5
Export | 2003 | TWh | 0.1
Import | 2003 | TWh | 1.7
Export | 2004 | TWh | 0
Import | 2004 | TWh | 1.7
Export | 2005 | TWh | 0.2
Import | 2005 | TWh | 1.8
Export | 2006 | TWh | 0.2
Import | 2006 | TWh | 3
Export | 2007 | TWh | 0.3
Import | 2007 | TWh | 5.2
Export | 2008 | TWh | 0.3
Import | 2008 | TWh | 5.9
Export | 2009 | TWh | 0.5
Import | 2009 | TWh | 5.4
Export | 2010 | TWh | 0.6
Import | 2010 | TWh | 5.6
Export | 2011 | TWh
Import | 2011 | TWh | 8.4
Export | 2012 | TWh
Import | 2012 | TWh | 5.2
Export | 2013 | TWh
Import | 2013 | TWh | 5.6
Export | 2014 | TWh | 4.4
Import | 2014 | TWh | 5
Export | 2015 | TWh | 5.1
Import | 2015 | TWh | 5.2
Export | 2016 | TWh | 6.7
Import | 2016 | TWh | 5.6
Export | 2017 | TWh | 7.2
Import | 2017 | TWh | 5.6
Export | 2018 | TWh | 8.5
Import | 2018 | TWh | 4.7
Export | 2019 | TWh | 9.5
Import | 2019 | TWh | 6.4
Export | 2020 | TWh | 9.4
Import | 2020 | TWh | 9.3
Export | 2021 | TWh | 9.6
Import | 2021 | TWh | 9.5
Export | 2022 | TWh | 10.3
Import | 2022 | TWh | 7.8
Export | 2023 | TWh
Import | 2023 | TWh

## vre agg cap
~UC_Sets: R_S: Allregions
|  | ~UC_T: FX |  |  | ~UC_T
pset_set | uc_n | pset_co | uc_cap | uc_rhst~0 | uc_n | pset_ci | uc_cap
ELE | UCE_elcagg_spv_IND_001 | elc_spv_IND_001 | 1 | 2 | UCE_elcagg_spv_IND_001 | elc_spv_IND_001 | -1
ELE | UCE_elcagg_spv_IND_002 | elc_spv_IND_002 | 1 | 2 | UCE_elcagg_spv_IND_002 | elc_spv_IND_002 | -1
ELE | UCE_elcagg_spv_IND_003 | elc_spv_IND_003 | 1 | 2 | UCE_elcagg_spv_IND_003 | elc_spv_IND_003 | -1
ELE | UCE_elcagg_spv_IND_004 | elc_spv_IND_004 | 1 | 2 | UCE_elcagg_spv_IND_004 | elc_spv_IND_004 | -1
ELE | UCE_elcagg_spv_IND_005 | elc_spv_IND_005 | 1 | 2 | UCE_elcagg_spv_IND_005 | elc_spv_IND_005 | -1
ELE | UCE_elcagg_spv_IND_006 | elc_spv_IND_006 | 1 | 2 | UCE_elcagg_spv_IND_006 | elc_spv_IND_006 | -1
ELE | UCE_elcagg_spv_IND_007 | elc_spv_IND_007 | 1 | 2 | UCE_elcagg_spv_IND_007 | elc_spv_IND_007 | -1
ELE | UCE_elcagg_spv_IND_008 | elc_spv_IND_008 | 1 | 2 | UCE_elcagg_spv_IND_008 | elc_spv_IND_008 | -1
ELE | UCE_elcagg_spv_IND_009 | elc_spv_IND_009 | 1 | 2 | UCE_elcagg_spv_IND_009 | elc_spv_IND_009 | -1
ELE | UCE_elcagg_spv_IND_010 | elc_spv_IND_010 | 1 | 2 | UCE_elcagg_spv_IND_010 | elc_spv_IND_010 | -1
ELE | UCE_elcagg_spv_IND_011 | elc_spv_IND_011 | 1 | 2 | UCE_elcagg_spv_IND_011 | elc_spv_IND_011 | -1
ELE | UCE_elcagg_spv_IND_012 | elc_spv_IND_012 | 1 | 2 | UCE_elcagg_spv_IND_012 | elc_spv_IND_012 | -1
ELE | UCE_elcagg_spv_IND_013 | elc_spv_IND_013 | 1 | 2 | UCE_elcagg_spv_IND_013 | elc_spv_IND_013 | -1
ELE | UCE_elcagg_spv_IND_014 | elc_spv_IND_014 | 1 | 2 | UCE_elcagg_spv_IND_014 | elc_spv_IND_014 | -1
ELE | UCE_elcagg_spv_IND_015 | elc_spv_IND_015 | 1 | 2 | UCE_elcagg_spv_IND_015 | elc_spv_IND_015 | -1
ELE | UCE_elcagg_spv_IND_016 | elc_spv_IND_016 | 1 | 2 | UCE_elcagg_spv_IND_016 | elc_spv_IND_016 | -1
ELE | UCE_elcagg_spv_IND_017 | elc_spv_IND_017 | 1 | 2 | UCE_elcagg_spv_IND_017 | elc_spv_IND_017 | -1
ELE | UCE_elcagg_spv_IND_018 | elc_spv_IND_018 | 1 | 2 | UCE_elcagg_spv_IND_018 | elc_spv_IND_018 | -1
ELE | UCE_elcagg_spv_IND_019 | elc_spv_IND_019 | 1 | 2 | UCE_elcagg_spv_IND_019 | elc_spv_IND_019 | -1
ELE | UCE_elcagg_spv_IND_020 | elc_spv_IND_020 | 1 | 2 | UCE_elcagg_spv_IND_020 | elc_spv_IND_020 | -1
ELE | UCE_elcagg_spv_IND_021 | elc_spv_IND_021 | 1 | 2 | UCE_elcagg_spv_IND_021 | elc_spv_IND_021 | -1
ELE | UCE_elcagg_spv_IND_022 | elc_spv_IND_022 | 1 | 2 | UCE_elcagg_spv_IND_022 | elc_spv_IND_022 | -1
ELE | UCE_elcagg_spv_IND_023 | elc_spv_IND_023 | 1 | 2 | UCE_elcagg_spv_IND_023 | elc_spv_IND_023 | -1
ELE | UCE_elcagg_spv_IND_024 | elc_spv_IND_024 | 1 | 2 | UCE_elcagg_spv_IND_024 | elc_spv_IND_024 | -1
ELE | UCE_elcagg_spv_IND_025 | elc_spv_IND_025 | 1 | 2 | UCE_elcagg_spv_IND_025 | elc_spv_IND_025 | -1
ELE | UCE_elcagg_spv_IND_026 | elc_spv_IND_026 | 1 | 2 | UCE_elcagg_spv_IND_026 | elc_spv_IND_026 | -1
ELE | UCE_elcagg_spv_IND_027 | elc_spv_IND_027 | 1 | 2 | UCE_elcagg_spv_IND_027 | elc_spv_IND_027 | -1
ELE | UCE_elcagg_spv_IND_028 | elc_spv_IND_028 | 1 | 2 | UCE_elcagg_spv_IND_028 | elc_spv_IND_028 | -1
ELE | UCE_elcagg_spv_IND_029 | elc_spv_IND_029 | 1 | 2 | UCE_elcagg_spv_IND_029 | elc_spv_IND_029 | -1
ELE | UCE_elcagg_spv_IND_030 | elc_spv_IND_030 | 1 | 2 | UCE_elcagg_spv_IND_030 | elc_spv_IND_030 | -1
ELE | UCE_elcagg_spv_IND_031 | elc_spv_IND_031 | 1 | 2 | UCE_elcagg_spv_IND_031 | elc_spv_IND_031 | -1
ELE | UCE_elcagg_spv_IND_032 | elc_spv_IND_032 | 1 | 2 | UCE_elcagg_spv_IND_032 | elc_spv_IND_032 | -1
ELE | UCE_elcagg_spv_IND_033 | elc_spv_IND_033 | 1 | 2 | UCE_elcagg_spv_IND_033 | elc_spv_IND_033 | -1
ELE | UCE_elcagg_spv_IND_034 | elc_spv_IND_034 | 1 | 2 | UCE_elcagg_spv_IND_034 | elc_spv_IND_034 | -1
ELE | UCE_elcagg_spv_IND_035 | elc_spv_IND_035 | 1 | 2 | UCE_elcagg_spv_IND_035 | elc_spv_IND_035 | -1
ELE | UCE_elcagg_spv_IND_036 | elc_spv_IND_036 | 1 | 2 | UCE_elcagg_spv_IND_036 | elc_spv_IND_036 | -1
ELE | UCE_elcagg_spv_IND_037 | elc_spv_IND_037 | 1 | 2 | UCE_elcagg_spv_IND_037 | elc_spv_IND_037 | -1
ELE | UCE_elcagg_spv_IND_038 | elc_spv_IND_038 | 1 | 2 | UCE_elcagg_spv_IND_038 | elc_spv_IND_038 | -1
ELE | UCE_elcagg_spv_IND_039 | elc_spv_IND_039 | 1 | 2 | UCE_elcagg_spv_IND_039 | elc_spv_IND_039 | -1
ELE | UCE_elcagg_spv_IND_040 | elc_spv_IND_040 | 1 | 2 | UCE_elcagg_spv_IND_040 | elc_spv_IND_040 | -1
ELE | UCE_elcagg_spv_IND_041 | elc_spv_IND_041 | 1 | 2 | UCE_elcagg_spv_IND_041 | elc_spv_IND_041 | -1
ELE | UCE_elcagg_spv_IND_042 | elc_spv_IND_042 | 1 | 2 | UCE_elcagg_spv_IND_042 | elc_spv_IND_042 | -1
ELE | UCE_elcagg_spv_IND_043 | elc_spv_IND_043 | 1 | 2 | UCE_elcagg_spv_IND_043 | elc_spv_IND_043 | -1
ELE | UCE_elcagg_spv_IND_044 | elc_spv_IND_044 | 1 | 2 | UCE_elcagg_spv_IND_044 | elc_spv_IND_044 | -1
ELE | UCE_elcagg_spv_IND_045 | elc_spv_IND_045 | 1 | 2 | UCE_elcagg_spv_IND_045 | elc_spv_IND_045 | -1
ELE | UCE_elcagg_spv_IND_046 | elc_spv_IND_046 | 1 | 2 | UCE_elcagg_spv_IND_046 | elc_spv_IND_046 | -1
ELE | UCE_elcagg_spv_IND_047 | elc_spv_IND_047 | 1 | 2 | UCE_elcagg_spv_IND_047 | elc_spv_IND_047 | -1
ELE | UCE_elcagg_spv_IND_048 | elc_spv_IND_048 | 1 | 2 | UCE_elcagg_spv_IND_048 | elc_spv_IND_048 | -1
ELE | UCE_elcagg_spv_IND_049 | elc_spv_IND_049 | 1 | 2 | UCE_elcagg_spv_IND_049 | elc_spv_IND_049 | -1
ELE | UCE_elcagg_spv_IND_050 | elc_spv_IND_050 | 1 | 2 | UCE_elcagg_spv_IND_050 | elc_spv_IND_050 | -1
ELE | UCE_elcagg_spv_IND_051 | elc_spv_IND_051 | 1 | 2 | UCE_elcagg_spv_IND_051 | elc_spv_IND_051 | -1
ELE | UCE_elcagg_spv_IND_052 | elc_spv_IND_052 | 1 | 2 | UCE_elcagg_spv_IND_052 | elc_spv_IND_052 | -1
ELE | UCE_elcagg_spv_IND_053 | elc_spv_IND_053 | 1 | 2 | UCE_elcagg_spv_IND_053 | elc_spv_IND_053 | -1
ELE | UCE_elcagg_spv_IND_054 | elc_spv_IND_054 | 1 | 2 | UCE_elcagg_spv_IND_054 | elc_spv_IND_054 | -1
ELE | UCE_elcagg_spv_IND_055 | elc_spv_IND_055 | 1 | 2 | UCE_elcagg_spv_IND_055 | elc_spv_IND_055 | -1
ELE | UCE_elcagg_spv_IND_056 | elc_spv_IND_056 | 1 | 2 | UCE_elcagg_spv_IND_056 | elc_spv_IND_056 | -1
ELE | UCE_elcagg_spv_IND_057 | elc_spv_IND_057 | 1 | 2 | UCE_elcagg_spv_IND_057 | elc_spv_IND_057 | -1
ELE | UCE_elcagg_spv_IND_058 | elc_spv_IND_058 | 1 | 2 | UCE_elcagg_spv_IND_058 | elc_spv_IND_058 | -1
ELE | UCE_elcagg_spv_IND_059 | elc_spv_IND_059 | 1 | 2 | UCE_elcagg_spv_IND_059 | elc_spv_IND_059 | -1
ELE | UCE_elcagg_spv_IND_060 | elc_spv_IND_060 | 1 | 2 | UCE_elcagg_spv_IND_060 | elc_spv_IND_060 | -1
ELE | UCE_elcagg_spv_IND_061 | elc_spv_IND_061 | 1 | 2 | UCE_elcagg_spv_IND_061 | elc_spv_IND_061 | -1
ELE | UCE_elcagg_spv_IND_062 | elc_spv_IND_062 | 1 | 2 | UCE_elcagg_spv_IND_062 | elc_spv_IND_062 | -1
ELE | UCE_elcagg_spv_IND_063 | elc_spv_IND_063 | 1 | 2 | UCE_elcagg_spv_IND_063 | elc_spv_IND_063 | -1
ELE | UCE_elcagg_spv_IND_064 | elc_spv_IND_064 | 1 | 2 | UCE_elcagg_spv_IND_064 | elc_spv_IND_064 | -1
ELE | UCE_elcagg_spv_IND_065 | elc_spv_IND_065 | 1 | 2 | UCE_elcagg_spv_IND_065 | elc_spv_IND_065 | -1
ELE | UCE_elcagg_spv_IND_066 | elc_spv_IND_066 | 1 | 2 | UCE_elcagg_spv_IND_066 | elc_spv_IND_066 | -1
ELE | UCE_elcagg_spv_IND_067 | elc_spv_IND_067 | 1 | 2 | UCE_elcagg_spv_IND_067 | elc_spv_IND_067 | -1
ELE | UCE_elcagg_spv_IND_068 | elc_spv_IND_068 | 1 | 2 | UCE_elcagg_spv_IND_068 | elc_spv_IND_068 | -1
ELE | UCE_elcagg_spv_IND_069 | elc_spv_IND_069 | 1 | 2 | UCE_elcagg_spv_IND_069 | elc_spv_IND_069 | -1
ELE | UCE_elcagg_spv_IND_070 | elc_spv_IND_070 | 1 | 2 | UCE_elcagg_spv_IND_070 | elc_spv_IND_070 | -1
ELE | UCE_elcagg_spv_IND_071 | elc_spv_IND_071 | 1 | 2 | UCE_elcagg_spv_IND_071 | elc_spv_IND_071 | -1
ELE | UCE_elcagg_spv_IND_072 | elc_spv_IND_072 | 1 | 2 | UCE_elcagg_spv_IND_072 | elc_spv_IND_072 | -1
ELE | UCE_elcagg_spv_IND_073 | elc_spv_IND_073 | 1 | 2 | UCE_elcagg_spv_IND_073 | elc_spv_IND_073 | -1
ELE | UCE_elcagg_spv_IND_074 | elc_spv_IND_074 | 1 | 2 | UCE_elcagg_spv_IND_074 | elc_spv_IND_074 | -1
ELE | UCE_elcagg_spv_IND_075 | elc_spv_IND_075 | 1 | 2 | UCE_elcagg_spv_IND_075 | elc_spv_IND_075 | -1
ELE | UCE_elcagg_spv_IND_076 | elc_spv_IND_076 | 1 | 2 | UCE_elcagg_spv_IND_076 | elc_spv_IND_076 | -1
ELE | UCE_elcagg_spv_IND_077 | elc_spv_IND_077 | 1 | 2 | UCE_elcagg_spv_IND_077 | elc_spv_IND_077 | -1
ELE | UCE_elcagg_spv_IND_078 | elc_spv_IND_078 | 1 | 2 | UCE_elcagg_spv_IND_078 | elc_spv_IND_078 | -1
ELE | UCE_elcagg_wof_IND_001 | elc_wof_IND_001 | 1 | 2 | UCE_elcagg_wof_IND_001 | elc_wof_IND_001 | -1
ELE | UCE_elcagg_wof_IND_002 | elc_wof_IND_002 | 1 | 2 | UCE_elcagg_wof_IND_002 | elc_wof_IND_002 | -1
ELE | UCE_elcagg_wof_IND_003 | elc_wof_IND_003 | 1 | 2 | UCE_elcagg_wof_IND_003 | elc_wof_IND_003 | -1
ELE | UCE_elcagg_wof_IND_004 | elc_wof_IND_004 | 1 | 2 | UCE_elcagg_wof_IND_004 | elc_wof_IND_004 | -1
ELE | UCE_elcagg_wof_IND_005 | elc_wof_IND_005 | 1 | 2 | UCE_elcagg_wof_IND_005 | elc_wof_IND_005 | -1
ELE | UCE_elcagg_wof_IND_006 | elc_wof_IND_006 | 1 | 2 | UCE_elcagg_wof_IND_006 | elc_wof_IND_006 | -1
ELE | UCE_elcagg_wof_IND_007 | elc_wof_IND_007 | 1 | 2 | UCE_elcagg_wof_IND_007 | elc_wof_IND_007 | -1
ELE | UCE_elcagg_wof_IND_008 | elc_wof_IND_008 | 1 | 2 | UCE_elcagg_wof_IND_008 | elc_wof_IND_008 | -1
ELE | UCE_elcagg_wof_IND_009 | elc_wof_IND_009 | 1 | 2 | UCE_elcagg_wof_IND_009 | elc_wof_IND_009 | -1
ELE | UCE_elcagg_wof_IND_010 | elc_wof_IND_010 | 1 | 2 | UCE_elcagg_wof_IND_010 | elc_wof_IND_010 | -1
ELE | UCE_elcagg_wof_IND_011 | elc_wof_IND_011 | 1 | 2 | UCE_elcagg_wof_IND_011 | elc_wof_IND_011 | -1
ELE | UCE_elcagg_wof_IND_012 | elc_wof_IND_012 | 1 | 2 | UCE_elcagg_wof_IND_012 | elc_wof_IND_012 | -1
ELE | UCE_elcagg_wof_IND_013 | elc_wof_IND_013 | 1 | 2 | UCE_elcagg_wof_IND_013 | elc_wof_IND_013 | -1
ELE | UCE_elcagg_wof_IND_014 | elc_wof_IND_014 | 1 | 2 | UCE_elcagg_wof_IND_014 | elc_wof_IND_014 | -1
ELE | UCE_elcagg_wof_IND_015 | elc_wof_IND_015 | 1 | 2 | UCE_elcagg_wof_IND_015 | elc_wof_IND_015 | -1
ELE | UCE_elcagg_wof_IND_016 | elc_wof_IND_016 | 1 | 2 | UCE_elcagg_wof_IND_016 | elc_wof_IND_016 | -1
ELE | UCE_elcagg_wof_IND_017 | elc_wof_IND_017 | 1 | 2 | UCE_elcagg_wof_IND_017 | elc_wof_IND_017 | -1
ELE | UCE_elcagg_wof_IND_018 | elc_wof_IND_018 | 1 | 2 | UCE_elcagg_wof_IND_018 | elc_wof_IND_018 | -1
ELE | UCE_elcagg_wof_IND_019 | elc_wof_IND_019 | 1 | 2 | UCE_elcagg_wof_IND_019 | elc_wof_IND_019 | -1
ELE | UCE_elcagg_wof_IND_020 | elc_wof_IND_020 | 1 | 2 | UCE_elcagg_wof_IND_020 | elc_wof_IND_020 | -1
ELE | UCE_elcagg_wof_IND_021 | elc_wof_IND_021 | 1 | 2 | UCE_elcagg_wof_IND_021 | elc_wof_IND_021 | -1
ELE | UCE_elcagg_wof_IND_022 | elc_wof_IND_022 | 1 | 2 | UCE_elcagg_wof_IND_022 | elc_wof_IND_022 | -1
ELE | UCE_elcagg_wof_IND_023 | elc_wof_IND_023 | 1 | 2 | UCE_elcagg_wof_IND_023 | elc_wof_IND_023 | -1
ELE | UCE_elcagg_wof_IND_024 | elc_wof_IND_024 | 1 | 2 | UCE_elcagg_wof_IND_024 | elc_wof_IND_024 | -1
ELE | UCE_elcagg_won_IND_001 | elc_won_IND_001 | 1 | 2 | UCE_elcagg_won_IND_001 | elc_won_IND_001 | -1
ELE | UCE_elcagg_won_IND_002 | elc_won_IND_002 | 1 | 2 | UCE_elcagg_won_IND_002 | elc_won_IND_002 | -1
ELE | UCE_elcagg_won_IND_003 | elc_won_IND_003 | 1 | 2 | UCE_elcagg_won_IND_003 | elc_won_IND_003 | -1
ELE | UCE_elcagg_won_IND_004 | elc_won_IND_004 | 1 | 2 | UCE_elcagg_won_IND_004 | elc_won_IND_004 | -1
ELE | UCE_elcagg_won_IND_005 | elc_won_IND_005 | 1 | 2 | UCE_elcagg_won_IND_005 | elc_won_IND_005 | -1
ELE | UCE_elcagg_won_IND_006 | elc_won_IND_006 | 1 | 2 | UCE_elcagg_won_IND_006 | elc_won_IND_006 | -1
ELE | UCE_elcagg_won_IND_007 | elc_won_IND_007 | 1 | 2 | UCE_elcagg_won_IND_007 | elc_won_IND_007 | -1
ELE | UCE_elcagg_won_IND_008 | elc_won_IND_008 | 1 | 2 | UCE_elcagg_won_IND_008 | elc_won_IND_008 | -1
ELE | UCE_elcagg_won_IND_009 | elc_won_IND_009 | 1 | 2 | UCE_elcagg_won_IND_009 | elc_won_IND_009 | -1
ELE | UCE_elcagg_won_IND_010 | elc_won_IND_010 | 1 | 2 | UCE_elcagg_won_IND_010 | elc_won_IND_010 | -1
ELE | UCE_elcagg_won_IND_011 | elc_won_IND_011 | 1 | 2 | UCE_elcagg_won_IND_011 | elc_won_IND_011 | -1
ELE | UCE_elcagg_won_IND_012 | elc_won_IND_012 | 1 | 2 | UCE_elcagg_won_IND_012 | elc_won_IND_012 | -1
ELE | UCE_elcagg_won_IND_013 | elc_won_IND_013 | 1 | 2 | UCE_elcagg_won_IND_013 | elc_won_IND_013 | -1
ELE | UCE_elcagg_won_IND_014 | elc_won_IND_014 | 1 | 2 | UCE_elcagg_won_IND_014 | elc_won_IND_014 | -1
ELE | UCE_elcagg_won_IND_015 | elc_won_IND_015 | 1 | 2 | UCE_elcagg_won_IND_015 | elc_won_IND_015 | -1
ELE | UCE_elcagg_won_IND_016 | elc_won_IND_016 | 1 | 2 | UCE_elcagg_won_IND_016 | elc_won_IND_016 | -1
ELE | UCE_elcagg_won_IND_017 | elc_won_IND_017 | 1 | 2 | UCE_elcagg_won_IND_017 | elc_won_IND_017 | -1
ELE | UCE_elcagg_won_IND_018 | elc_won_IND_018 | 1 | 2 | UCE_elcagg_won_IND_018 | elc_won_IND_018 | -1
ELE | UCE_elcagg_won_IND_019 | elc_won_IND_019 | 1 | 2 | UCE_elcagg_won_IND_019 | elc_won_IND_019 | -1
ELE | UCE_elcagg_won_IND_020 | elc_won_IND_020 | 1 | 2 | UCE_elcagg_won_IND_020 | elc_won_IND_020 | -1
ELE | UCE_elcagg_won_IND_021 | elc_won_IND_021 | 1 | 2 | UCE_elcagg_won_IND_021 | elc_won_IND_021 | -1
ELE | UCE_elcagg_won_IND_022 | elc_won_IND_022 | 1 | 2 | UCE_elcagg_won_IND_022 | elc_won_IND_022 | -1
ELE | UCE_elcagg_won_IND_023 | elc_won_IND_023 | 1 | 2 | UCE_elcagg_won_IND_023 | elc_won_IND_023 | -1
ELE | UCE_elcagg_won_IND_024 | elc_won_IND_024 | 1 | 2 | UCE_elcagg_won_IND_024 | elc_won_IND_024 | -1
ELE | UCE_elcagg_won_IND_025 | elc_won_IND_025 | 1 | 2 | UCE_elcagg_won_IND_025 | elc_won_IND_025 | -1
ELE | UCE_elcagg_won_IND_026 | elc_won_IND_026 | 1 | 2 | UCE_elcagg_won_IND_026 | elc_won_IND_026 | -1
ELE | UCE_elcagg_won_IND_027 | elc_won_IND_027 | 1 | 2 | UCE_elcagg_won_IND_027 | elc_won_IND_027 | -1
ELE | UCE_elcagg_won_IND_028 | elc_won_IND_028 | 1 | 2 | UCE_elcagg_won_IND_028 | elc_won_IND_028 | -1
ELE | UCE_elcagg_won_IND_029 | elc_won_IND_029 | 1 | 2 | UCE_elcagg_won_IND_029 | elc_won_IND_029 | -1
ELE | UCE_elcagg_won_IND_030 | elc_won_IND_030 | 1 | 2 | UCE_elcagg_won_IND_030 | elc_won_IND_030 | -1
ELE | UCE_elcagg_won_IND_031 | elc_won_IND_031 | 1 | 2 | UCE_elcagg_won_IND_031 | elc_won_IND_031 | -1
ELE | UCE_elcagg_won_IND_032 | elc_won_IND_032 | 1 | 2 | UCE_elcagg_won_IND_032 | elc_won_IND_032 | -1
ELE | UCE_elcagg_won_IND_033 | elc_won_IND_033 | 1 | 2 | UCE_elcagg_won_IND_033 | elc_won_IND_033 | -1
ELE | UCE_elcagg_won_IND_034 | elc_won_IND_034 | 1 | 2 | UCE_elcagg_won_IND_034 | elc_won_IND_034 | -1
ELE | UCE_elcagg_won_IND_035 | elc_won_IND_035 | 1 | 2 | UCE_elcagg_won_IND_035 | elc_won_IND_035 | -1
ELE | UCE_elcagg_won_IND_036 | elc_won_IND_036 | 1 | 2 | UCE_elcagg_won_IND_036 | elc_won_IND_036 | -1
ELE | UCE_elcagg_won_IND_037 | elc_won_IND_037 | 1 | 2 | UCE_elcagg_won_IND_037 | elc_won_IND_037 | -1
ELE | UCE_elcagg_won_IND_038 | elc_won_IND_038 | 1 | 2 | UCE_elcagg_won_IND_038 | elc_won_IND_038 | -1
ELE | UCE_elcagg_won_IND_039 | elc_won_IND_039 | 1 | 2 | UCE_elcagg_won_IND_039 | elc_won_IND_039 | -1
ELE | UCE_elcagg_won_IND_040 | elc_won_IND_040 | 1 | 2 | UCE_elcagg_won_IND_040 | elc_won_IND_040 | -1
ELE | UCE_elcagg_won_IND_041 | elc_won_IND_041 | 1 | 2 | UCE_elcagg_won_IND_041 | elc_won_IND_041 | -1
ELE | UCE_elcagg_won_IND_042 | elc_won_IND_042 | 1 | 2 | UCE_elcagg_won_IND_042 | elc_won_IND_042 | -1
ELE | UCE_elcagg_won_IND_043 | elc_won_IND_043 | 1 | 2 | UCE_elcagg_won_IND_043 | elc_won_IND_043 | -1
ELE | UCE_elcagg_won_IND_044 | elc_won_IND_044 | 1 | 2 | UCE_elcagg_won_IND_044 | elc_won_IND_044 | -1
ELE | UCE_elcagg_won_IND_045 | elc_won_IND_045 | 1 | 2 | UCE_elcagg_won_IND_045 | elc_won_IND_045 | -1
ELE | UCE_elcagg_won_IND_046 | elc_won_IND_046 | 1 | 2 | UCE_elcagg_won_IND_046 | elc_won_IND_046 | -1
ELE | UCE_elcagg_won_IND_047 | elc_won_IND_047 | 1 | 2 | UCE_elcagg_won_IND_047 | elc_won_IND_047 | -1
ELE | UCE_elcagg_won_IND_048 | elc_won_IND_048 | 1 | 2 | UCE_elcagg_won_IND_048 | elc_won_IND_048 | -1
ELE | UCE_elcagg_won_IND_049 | elc_won_IND_049 | 1 | 2 | UCE_elcagg_won_IND_049 | elc_won_IND_049 | -1
ELE | UCE_elcagg_won_IND_050 | elc_won_IND_050 | 1 | 2 | UCE_elcagg_won_IND_050 | elc_won_IND_050 | -1
ELE | UCE_elcagg_won_IND_051 | elc_won_IND_051 | 1 | 2 | UCE_elcagg_won_IND_051 | elc_won_IND_051 | -1
ELE | UCE_elcagg_won_IND_052 | elc_won_IND_052 | 1 | 2 | UCE_elcagg_won_IND_052 | elc_won_IND_052 | -1
ELE | UCE_elcagg_won_IND_053 | elc_won_IND_053 | 1 | 2 | UCE_elcagg_won_IND_053 | elc_won_IND_053 | -1
ELE | UCE_elcagg_won_IND_054 | elc_won_IND_054 | 1 | 2 | UCE_elcagg_won_IND_054 | elc_won_IND_054 | -1
ELE | UCE_elcagg_won_IND_055 | elc_won_IND_055 | 1 | 2 | UCE_elcagg_won_IND_055 | elc_won_IND_055 | -1
ELE | UCE_elcagg_won_IND_056 | elc_won_IND_056 | 1 | 2 | UCE_elcagg_won_IND_056 | elc_won_IND_056 | -1
ELE | UCE_elcagg_won_IND_057 | elc_won_IND_057 | 1 | 2 | UCE_elcagg_won_IND_057 | elc_won_IND_057 | -1
ELE | UCE_elcagg_won_IND_058 | elc_won_IND_058 | 1 | 2 | UCE_elcagg_won_IND_058 | elc_won_IND_058 | -1
ELE | UCE_elcagg_won_IND_059 | elc_won_IND_059 | 1 | 2 | UCE_elcagg_won_IND_059 | elc_won_IND_059 | -1
ELE | UCE_elcagg_won_IND_060 | elc_won_IND_060 | 1 | 2 | UCE_elcagg_won_IND_060 | elc_won_IND_060 | -1
ELE | UCE_elcagg_won_IND_061 | elc_won_IND_061 | 1 | 2 | UCE_elcagg_won_IND_061 | elc_won_IND_061 | -1
ELE | UCE_elcagg_won_IND_062 | elc_won_IND_062 | 1 | 2 | UCE_elcagg_won_IND_062 | elc_won_IND_062 | -1
ELE | UCE_elcagg_won_IND_063 | elc_won_IND_063 | 1 | 2 | UCE_elcagg_won_IND_063 | elc_won_IND_063 | -1
ELE | UCE_elcagg_won_IND_064 | elc_won_IND_064 | 1 | 2 | UCE_elcagg_won_IND_064 | elc_won_IND_064 | -1
ELE | UCE_elcagg_won_IND_065 | elc_won_IND_065 | 1 | 2 | UCE_elcagg_won_IND_065 | elc_won_IND_065 | -1
ELE | UCE_elcagg_won_IND_066 | elc_won_IND_066 | 1 | 2 | UCE_elcagg_won_IND_066 | elc_won_IND_066 | -1
ELE | UCE_elcagg_won_IND_067 | elc_won_IND_067 | 1 | 2 | UCE_elcagg_won_IND_067 | elc_won_IND_067 | -1